## Data
Timestamp | Date | Clean Cell Irradiance (W/m^2) | Dirty Cell Irradiance (W/m^2)
2021-01-01 | 2021-01-01 | 0 | 0
2021-01-01 00:10 | 2021-01-01 | 0 | 0
2021-01-01 00:20 | 2021-01-01 | 0 | 0
2021-01-01 00:30 | 2021-01-01 | 0 | 0
2021-01-01 00:40 | 2021-01-01 | 0 | 0
2021-01-01 00:50 | 2021-01-01 | 0 | 0
2021-01-01 01:00 | 2021-01-01 | 0 | 0
2021-01-01 01:10 | 2021-01-01 | 0 | 0
2021-01-01 01:20 | 2021-01-01 | 0 | 0
2021-01-01 01:30 | 2021-01-01 | 0 | 0
2021-01-01 01:40 | 2021-01-01 | 0 | 0
2021-01-01 01:50 | 2021-01-01 | 0 | 0
2021-01-01 02:00 | 2021-01-01 | 0 | 0
2021-01-01 02:10 | 2021-01-01 | 0 | 0
2021-01-01 02:20 | 2021-01-01 | 0 | 0
2021-01-01 02:30 | 2021-01-01 | 0 | 0
2021-01-01 02:40 | 2021-01-01 | 0 | 0
2021-01-01 02:50 | 2021-01-01 | 0 | 0
2021-01-01 03:00 | 2021-01-01 | 0 | 0
2021-01-01 03:10 | 2021-01-01 | 0 | 0 | Notes:
2021-01-01 03:20 | 2021-01-01 | 0 | 0 | 1 | This is simulated data, to show how to do the calculation
2021-01-01 03:30 | 2021-01-01 | 0 | 0 | 2 | 1/1/2021, both cells clean
2021-01-01 03:40 | 2021-01-01 | 0 | 0 | 3 | "Clean Cell" cleaned daily in this example
2021-01-01 03:50 | 2021-01-01 | 0 | 0 | 4 | 1/10/2021, rainfall
2021-01-01 04:00 | 2021-01-01 | 0 | 0
2021-01-01 04:10 | 2021-01-01 | 0 | 0
2021-01-01 04:20 | 2021-01-01 | 0 | 0
2021-01-01 04:30 | 2021-01-01 | 0 | 0
2021-01-01 04:40 | 2021-01-01 | 0 | 0
2021-01-01 04:50 | 2021-01-01 | 0 | 0
2021-01-01 05:00 | 2021-01-01 | 0 | 0
2021-01-01 05:10 | 2021-01-01 | 0 | 0
2021-01-01 05:20 | 2021-01-01 | 0 | 0
2021-01-01 05:30 | 2021-01-01 | 0 | 0
2021-01-01 05:40 | 2021-01-01 | 0 | 0
2021-01-01 05:50 | 2021-01-01 | 0 | 0
2021-01-01 06:00 | 2021-01-01 | 1.8445e-07 | 1.8899e-07
2021-01-01 06:10 | 2021-01-01 | 44.0403 | 44.9539
2021-01-01 06:20 | 2021-01-01 | 87.7882 | 88.7449
2021-01-01 06:30 | 2021-01-01 | 129.4875 | 132.89
2021-01-01 06:40 | 2021-01-01 | 174.6926 | 179.2296
2021-01-01 06:50 | 2021-01-01 | 215.4749 | 221.8962
2021-01-01 07:00 | 2021-01-01 | 258.9649 | 263.4401
2021-01-01 07:10 | 2021-01-01 | 303.0917 | 307.9957
2021-01-01 07:20 | 2021-01-01 | 340.4608 | 348.7198
2021-01-01 07:30 | 2021-01-01 | 379.9254 | 391.7822
2021-01-01 07:40 | 2021-01-01 | 422.3149 | 430.8356
2021-01-01 07:50 | 2021-01-01 | 460.3685 | 470.5888
2021-01-01 08:00 | 2021-01-01 | 501.8068 | 516.2325
2021-01-01 08:10 | 2021-01-01 | 535.9467 | 550.1867
2021-01-01 08:20 | 2021-01-01 | 573.8041 | 582.028
2021-01-01 08:30 | 2021-01-01 | 608.9899 | 628.2624
2021-01-01 08:40 | 2021-01-01 | 642.0968 | 653.7943
2021-01-01 08:50 | 2021-01-01 | 679.1036 | 686.7181
2021-01-01 09:00 | 2021-01-01 | 700.9684 | 726.4532
2021-01-01 09:10 | 2021-01-01 | 738.7305 | 751.9708
2021-01-01 09:20 | 2021-01-01 | 768.4465 | 778.3202
2021-01-01 09:30 | 2021-01-01 | 792.2868 | 816.5363
2021-01-01 09:40 | 2021-01-01 | 814.5549 | 841.8801
2021-01-01 09:50 | 2021-01-01 | 843.0438 | 863.2663
2021-01-01 10:00 | 2021-01-01 | 861.3927 | 886.6785
2021-01-01 10:10 | 2021-01-01 | 886.4799 | 911.5272
2021-01-01 10:20 | 2021-01-01 | 903.8329 | 925.7331
2021-01-01 10:30 | 2021-01-01 | 930.0096 | 942.9239
2021-01-01 10:40 | 2021-01-01 | 939.8 | 964.2952
2021-01-01 10:50 | 2021-01-01 | 953.6585 | 978.4218
2021-01-01 11:00 | 2021-01-01 | 973.6452 | 984.6306
2021-01-01 11:10 | 2021-01-01 | 977.9141 | 992.0465
2021-01-01 11:20 | 2021-01-01 | 979.3088 | 1004.9855
2021-01-01 11:30 | 2021-01-01 | 981.5944 | 1007.6928
2021-01-01 11:40 | 2021-01-01 | 1001.4798 | 1015.6925
2021-01-01 11:50 | 2021-01-01 | 1005.7904 | 1026.8133
2021-01-01 12:00 | 2021-01-01 | 992.071 | 1021.0458
2021-01-01 12:10 | 2021-01-01 | 1005.6055 | 1025.6814
2021-01-01 12:20 | 2021-01-01 | 990.3735 | 1009.6422
2021-01-01 12:30 | 2021-01-01 | 984.6038 | 1007.35
2021-01-01 12:40 | 2021-01-01 | 979.3324 | 1001.4843
2021-01-01 12:50 | 2021-01-01 | 981.5522 | 989.9212
2021-01-01 13:00 | 2021-01-01 | 967.4383 | 981.757
2021-01-01 13:10 | 2021-01-01 | 954.3089 | 966.8909
2021-01-01 13:20 | 2021-01-01 | 938.0292 | 957.7484
2021-01-01 13:30 | 2021-01-01 | 914.8234 | 934.2234
2021-01-01 13:40 | 2021-01-01 | 905.1902 | 921.9206
2021-01-01 13:50 | 2021-01-01 | 895.8258 | 909.325
2021-01-01 14:00 | 2021-01-01 | 871.1257 | 880.9689
2021-01-01 14:10 | 2021-01-01 | 843.5909 | 860.0782
2021-01-01 14:20 | 2021-01-01 | 825.3922 | 829.9249
2021-01-01 14:30 | 2021-01-01 | 799.4743 | 807.3953
2021-01-01 14:40 | 2021-01-01 | 765.2075 | 785.9224
2021-01-01 14:50 | 2021-01-01 | 741.441 | 757.1384
2021-01-01 15:00 | 2021-01-01 | 702.7046 | 715.301
2021-01-01 15:10 | 2021-01-01 | 676.8408 | 689.7963
2021-01-01 15:20 | 2021-01-01 | 644.9811 | 655.3336
2021-01-01 15:30 | 2021-01-01 | 609.5597 | 621.8456
2021-01-01 15:40 | 2021-01-01 | 575.813 | 581.5186
2021-01-01 15:50 | 2021-01-01 | 539.1056 | 545.7566
2021-01-01 16:00 | 2021-01-01 | 499.3818 | 507.7437
2021-01-01 16:10 | 2021-01-01 | 458.0161 | 468.3049
2021-01-01 16:20 | 2021-01-01 | 423.6123 | 427.6772
2021-01-01 16:30 | 2021-01-01 | 382.3253 | 391.09
2021-01-01 16:40 | 2021-01-01 | 343.8642 | 345.3113
2021-01-01 16:50 | 2021-01-01 | 297.9206 | 304.4157
2021-01-01 17:00 | 2021-01-01 | 257.7698 | 264.2757
2021-01-01 17:10 | 2021-01-01 | 215.8328 | 221.2543
2021-01-01 17:20 | 2021-01-01 | 172.7277 | 175.8237
2021-01-01 17:30 | 2021-01-01 | 130.1029 | 131.7681
2021-01-01 17:40 | 2021-01-01 | 86.5732 | 89.0268
2021-01-01 17:50 | 2021-01-01 | 43.4124 | 44.6188
2021-01-01 18:00 | 2021-01-01 | 0 | 0
2021-01-01 18:10 | 2021-01-01 | 0 | 0
2021-01-01 18:20 | 2021-01-01 | 0 | 0
2021-01-01 18:30 | 2021-01-01 | 0 | 0
2021-01-01 18:40 | 2021-01-01 | 0 | 0
2021-01-01 18:50 | 2021-01-01 | 0 | 0
2021-01-01 19:00 | 2021-01-01 | 0 | 0
2021-01-01 19:10 | 2021-01-01 | 0 | 0
2021-01-01 19:20 | 2021-01-01 | 0 | 0
2021-01-01 19:30 | 2021-01-01 | 0 | 0
2021-01-01 19:40 | 2021-01-01 | 0 | 0
2021-01-01 19:50 | 2021-01-01 | 0 | 0
2021-01-01 20:00 | 2021-01-01 | 0 | 0
2021-01-01 20:10 | 2021-01-01 | 0 | 0
2021-01-01 20:20 | 2021-01-01 | 0 | 0
2021-01-01 20:30 | 2021-01-01 | 0 | 0
2021-01-01 20:40 | 2021-01-01 | 0 | 0
2021-01-01 20:50 | 2021-01-01 | 0 | 0
2021-01-01 21:00 | 2021-01-01 | 0 | 0
2021-01-01 21:10 | 2021-01-01 | 0 | 0
2021-01-01 21:20 | 2021-01-01 | 0 | 0
2021-01-01 21:30 | 2021-01-01 | 0 | 0
2021-01-01 21:40 | 2021-01-01 | 0 | 0
2021-01-01 21:50 | 2021-01-01 | 0 | 0
2021-01-01 22:00 | 2021-01-01 | 0 | 0
2021-01-01 22:10 | 2021-01-01 | 0 | 0
2021-01-01 22:20 | 2021-01-01 | 0 | 0
2021-01-01 22:30 | 2021-01-01 | 0 | 0
2021-01-01 22:40 | 2021-01-01 | 0 | 0
2021-01-01 22:50 | 2021-01-01 | 0 | 0
2021-01-01 23:00 | 2021-01-01 | 0 | 0
2021-01-01 23:10 | 2021-01-01 | 0 | 0
2021-01-01 23:20 | 2021-01-01 | 0 | 0
2021-01-01 23:30 | 2021-01-01 | 0 | 0
2021-01-01 23:40 | 2021-01-01 | 0 | 0
2021-01-01 23:50 | 2021-01-01 | 0 | 0
2021-01-02 | 2021-01-02 | 0 | 0
2021-01-02 00:10 | 2021-01-02 | 0 | 0
2021-01-02 00:20 | 2021-01-02 | 0 | 0
2021-01-02 00:30 | 2021-01-02 | 0 | 0
2021-01-02 00:40 | 2021-01-02 | 0 | 0
2021-01-02 00:50 | 2021-01-02 | 0 | 0
2021-01-02 01:00 | 2021-01-02 | 0 | 0
2021-01-02 01:10 | 2021-01-02 | 0 | 0
2021-01-02 01:20 | 2021-01-02 | 0 | 0
2021-01-02 01:30 | 2021-01-02 | 0 | 0
2021-01-02 01:40 | 2021-01-02 | 0 | 0
2021-01-02 01:50 | 2021-01-02 | 0 | 0
2021-01-02 02:00 | 2021-01-02 | 0 | 0
2021-01-02 02:10 | 2021-01-02 | 0 | 0
2021-01-02 02:20 | 2021-01-02 | 0 | 0
2021-01-02 02:30 | 2021-01-02 | 0 | 0
2021-01-02 02:40 | 2021-01-02 | 0 | 0
2021-01-02 02:50 | 2021-01-02 | 0 | 0
2021-01-02 03:00 | 2021-01-02 | 0 | 0
2021-01-02 03:10 | 2021-01-02 | 0 | 0
2021-01-02 03:20 | 2021-01-02 | 0 | 0
2021-01-02 03:30 | 2021-01-02 | 0 | 0
2021-01-02 03:40 | 2021-01-02 | 0 | 0
2021-01-02 03:50 | 2021-01-02 | 0 | 0
2021-01-02 04:00 | 2021-01-02 | 0 | 0
2021-01-02 04:10 | 2021-01-02 | 0 | 0
2021-01-02 04:20 | 2021-01-02 | 0 | 0
2021-01-02 04:30 | 2021-01-02 | 0 | 0
2021-01-02 04:40 | 2021-01-02 | 0 | 0
2021-01-02 04:50 | 2021-01-02 | 0 | 0
2021-01-02 05:00 | 2021-01-02 | 0 | 0
2021-01-02 05:10 | 2021-01-02 | 0 | 0
2021-01-02 05:20 | 2021-01-02 | 0 | 0
2021-01-02 05:30 | 2021-01-02 | 0 | 0
2021-01-02 05:40 | 2021-01-02 | 0 | 0
2021-01-02 05:50 | 2021-01-02 | 0 | 0
2021-01-02 06:00 | 2021-01-02 | 9.083e-07 | 9.1657e-07
2021-01-02 06:10 | 2021-01-02 | 43.5313 | 43.6391
2021-01-02 06:20 | 2021-01-02 | 87.778 | 87.7245
2021-01-02 06:30 | 2021-01-02 | 130.0425 | 131.0959
2021-01-02 06:40 | 2021-01-02 | 174.2044 | 173.6802
2021-01-02 06:50 | 2021-01-02 | 215.9103 | 215.3239
2021-01-02 07:00 | 2021-01-02 | 259.5576 | 261.8489
2021-01-02 07:10 | 2021-01-02 | 298.262 | 300.2689
2021-01-02 07:20 | 2021-01-02 | 342.4979 | 344.9636
2021-01-02 07:30 | 2021-01-02 | 384.7161 | 380.6348
2021-01-02 07:40 | 2021-01-02 | 422.3113 | 421.7757
2021-01-02 07:50 | 2021-01-02 | 465.4436 | 461.5517
2021-01-02 08:00 | 2021-01-02 | 498.6998 | 499.7757
2021-01-02 08:10 | 2021-01-02 | 534.2282 | 535.4015
2021-01-02 08:20 | 2021-01-02 | 573.3311 | 576.5415
2021-01-02 08:30 | 2021-01-02 | 614.2032 | 608.7211
2021-01-02 08:40 | 2021-01-02 | 636.9224 | 649.1568
2021-01-02 08:50 | 2021-01-02 | 674.4941 | 676.4114
2021-01-02 09:00 | 2021-01-02 | 713.6193 | 701.8047
2021-01-02 09:10 | 2021-01-02 | 739.0452 | 742.2282
2021-01-02 09:20 | 2021-01-02 | 772.7556 | 767.2134
2021-01-02 09:30 | 2021-01-02 | 789.2603 | 796.2406
2021-01-02 09:40 | 2021-01-02 | 812.6878 | 821.266
2021-01-02 09:50 | 2021-01-02 | 843.8586 | 847.3047
2021-01-02 10:00 | 2021-01-02 | 859.9878 | 861.6592
2021-01-02 10:10 | 2021-01-02 | 891.4737 | 886.0178
2021-01-02 10:20 | 2021-01-02 | 901.3716 | 901.6944
2021-01-02 10:30 | 2021-01-02 | 921.2576 | 916.7102
2021-01-02 10:40 | 2021-01-02 | 938.0807 | 938.2259
2021-01-02 10:50 | 2021-01-02 | 959.3325 | 952.708
2021-01-02 11:00 | 2021-01-02 | 960.6493 | 961.7625
2021-01-02 11:10 | 2021-01-02 | 968.1554 | 979.0949
2021-01-02 11:20 | 2021-01-02 | 983.5476 | 978.3967
2021-01-02 11:30 | 2021-01-02 | 988.944 | 984.5238
2021-01-02 11:40 | 2021-01-02 | 998.327 | 1004.2789
2021-01-02 11:50 | 2021-01-02 | 999.7135 | 992.8597
2021-01-02 12:00 | 2021-01-02 | 993.391 | 996.3823
2021-01-02 12:10 | 2021-01-02 | 990.8616 | 1006.3065
2021-01-02 12:20 | 2021-01-02 | 987.7782 | 999.5796
2021-01-02 12:30 | 2021-01-02 | 997.3575 | 987.4616
2021-01-02 12:40 | 2021-01-02 | 986.9382 | 978.5225
2021-01-02 12:50 | 2021-01-02 | 976.1668 | 981.2074
2021-01-02 13:00 | 2021-01-02 | 961.5529 | 964.3189
2021-01-02 13:10 | 2021-01-02 | 956.7161 | 949.2034
2021-01-02 13:20 | 2021-01-02 | 934.9769 | 936.7688
2021-01-02 13:30 | 2021-01-02 | 916.056 | 916.6292
2021-01-02 13:40 | 2021-01-02 | 912.2795 | 905.5668
2021-01-02 13:50 | 2021-01-02 | 894.3618 | 893.0226
2021-01-02 14:00 | 2021-01-02 | 871.671 | 858.2061
2021-01-02 14:10 | 2021-01-02 | 849.2572 | 840.3208
2021-01-02 14:20 | 2021-01-02 | 813.2013 | 812.0744
2021-01-02 14:30 | 2021-01-02 | 790.0021 | 794.8947
2021-01-02 14:40 | 2021-01-02 | 760.2313 | 762.2544
2021-01-02 14:50 | 2021-01-02 | 736.4874 | 735.6692
2021-01-02 15:00 | 2021-01-02 | 705.9313 | 706.7371
2021-01-02 15:10 | 2021-01-02 | 680.7619 | 678.6563
2021-01-02 15:20 | 2021-01-02 | 638.3195 | 635.7497
2021-01-02 15:30 | 2021-01-02 | 608.9812 | 610.649
2021-01-02 15:40 | 2021-01-02 | 573.6715 | 576.2167
2021-01-02 15:50 | 2021-01-02 | 535.2725 | 540.0065
2021-01-02 16:00 | 2021-01-02 | 502.129 | 501.7496
2021-01-02 16:10 | 2021-01-02 | 458.9632 | 455.6153
2021-01-02 16:20 | 2021-01-02 | 420.0677 | 419.5859
2021-01-02 16:30 | 2021-01-02 | 379.0035 | 383.1624
2021-01-02 16:40 | 2021-01-02 | 338.6222 | 343.3404
2021-01-02 16:50 | 2021-01-02 | 303.2373 | 301.3801
2021-01-02 17:00 | 2021-01-02 | 260.1164 | 259.5492
2021-01-02 17:10 | 2021-01-02 | 216.9905 | 216.1064
2021-01-02 17:20 | 2021-01-02 | 172.4747 | 173.3011
2021-01-02 17:30 | 2021-01-02 | 129.4385 | 130.0487
2021-01-02 17:40 | 2021-01-02 | 87.1782 | 86.3659
2021-01-02 17:50 | 2021-01-02 | 43.8919 | 43.7329
2021-01-02 18:00 | 2021-01-02 | 0 | 0
2021-01-02 18:10 | 2021-01-02 | 0 | 0
2021-01-02 18:20 | 2021-01-02 | 0 | 0
2021-01-02 18:30 | 2021-01-02 | 0 | 0
2021-01-02 18:40 | 2021-01-02 | 0 | 0
2021-01-02 18:50 | 2021-01-02 | 0 | 0
2021-01-02 19:00 | 2021-01-02 | 0 | 0
2021-01-02 19:10 | 2021-01-02 | 0 | 0
2021-01-02 19:20 | 2021-01-02 | 0 | 0
2021-01-02 19:30 | 2021-01-02 | 0 | 0
2021-01-02 19:40 | 2021-01-02 | 0 | 0
2021-01-02 19:50 | 2021-01-02 | 0 | 0
2021-01-02 20:00 | 2021-01-02 | 0 | 0
2021-01-02 20:10 | 2021-01-02 | 0 | 0
2021-01-02 20:20 | 2021-01-02 | 0 | 0
2021-01-02 20:30 | 2021-01-02 | 0 | 0
2021-01-02 20:40 | 2021-01-02 | 0 | 0
2021-01-02 20:50 | 2021-01-02 | 0 | 0
2021-01-02 21:00 | 2021-01-02 | 0 | 0
2021-01-02 21:10 | 2021-01-02 | 0 | 0
2021-01-02 21:20 | 2021-01-02 | 0 | 0
2021-01-02 21:30 | 2021-01-02 | 0 | 0
2021-01-02 21:40 | 2021-01-02 | 0 | 0
2021-01-02 21:50 | 2021-01-02 | 0 | 0
2021-01-02 22:00 | 2021-01-02 | 0 | 0
2021-01-02 22:10 | 2021-01-02 | 0 | 0
2021-01-02 22:20 | 2021-01-02 | 0 | 0
2021-01-02 22:30 | 2021-01-02 | 0 | 0
2021-01-02 22:40 | 2021-01-02 | 0 | 0
2021-01-02 22:50 | 2021-01-02 | 0 | 0
2021-01-02 23:00 | 2021-01-02 | 0 | 0
2021-01-02 23:10 | 2021-01-02 | 0 | 0
2021-01-02 23:20 | 2021-01-02 | 0 | 0
2021-01-02 23:30 | 2021-01-02 | 0 | 0
2021-01-02 23:40 | 2021-01-02 | 0 | 0
2021-01-02 23:50 | 2021-01-02 | 0 | 0
2021-01-03 | 2021-01-03 | 0 | 0
2021-01-03 00:10 | 2021-01-03 | 0 | 0
2021-01-03 00:20 | 2021-01-03 | 0 | 0
2021-01-03 00:30 | 2021-01-03 | 0 | 0
2021-01-03 00:40 | 2021-01-03 | 0 | 0
2021-01-03 00:50 | 2021-01-03 | 0 | 0
2021-01-03 01:00 | 2021-01-03 | 0 | 0
2021-01-03 01:10 | 2021-01-03 | 0 | 0
2021-01-03 01:20 | 2021-01-03 | 0 | 0
2021-01-03 01:30 | 2021-01-03 | 0 | 0
2021-01-03 01:40 | 2021-01-03 | 0 | 0
2021-01-03 01:50 | 2021-01-03 | 0 | 0
2021-01-03 02:00 | 2021-01-03 | 0 | 0
2021-01-03 02:10 | 2021-01-03 | 0 | 0
2021-01-03 02:20 | 2021-01-03 | 0 | 0
2021-01-03 02:30 | 2021-01-03 | 0 | 0
2021-01-03 02:40 | 2021-01-03 | 0 | 0
2021-01-03 02:50 | 2021-01-03 | 0 | 0
2021-01-03 03:00 | 2021-01-03 | 0 | 0
2021-01-03 03:10 | 2021-01-03 | 0 | 0
2021-01-03 03:20 | 2021-01-03 | 0 | 0
2021-01-03 03:30 | 2021-01-03 | 0 | 0
2021-01-03 03:40 | 2021-01-03 | 0 | 0
2021-01-03 03:50 | 2021-01-03 | 0 | 0
2021-01-03 04:00 | 2021-01-03 | 0 | 0
2021-01-03 04:10 | 2021-01-03 | 0 | 0
2021-01-03 04:20 | 2021-01-03 | 0 | 0
2021-01-03 04:30 | 2021-01-03 | 0 | 0
2021-01-03 04:40 | 2021-01-03 | 0 | 0
2021-01-03 04:50 | 2021-01-03 | 0 | 0
2021-01-03 05:00 | 2021-01-03 | 0 | 0
2021-01-03 05:10 | 2021-01-03 | 0 | 0
2021-01-03 05:20 | 2021-01-03 | 0 | 0
2021-01-03 05:30 | 2021-01-03 | 0 | 0
2021-01-03 05:40 | 2021-01-03 | 0 | 0
2021-01-03 05:50 | 2021-01-03 | 0 | 0
2021-01-03 06:00 | 2021-01-03 | 1.6449e-06 | 1.617e-06
2021-01-03 06:10 | 2021-01-03 | 43.875 | 43.239
2021-01-03 06:20 | 2021-01-03 | 86.6244 | 85.9742
2021-01-03 06:30 | 2021-01-03 | 130.989 | 128.7483
2021-01-03 06:40 | 2021-01-03 | 172.2895 | 172.0816
2021-01-03 06:50 | 2021-01-03 | 218.0968 | 214.5104
2021-01-03 07:00 | 2021-01-03 | 259.1065 | 253.3989
2021-01-03 07:10 | 2021-01-03 | 301.6228 | 296.742
2021-01-03 07:20 | 2021-01-03 | 341.6902 | 338.3839
2021-01-03 07:30 | 2021-01-03 | 379.0798 | 379.3466
2021-01-03 07:40 | 2021-01-03 | 426.4629 | 414.7348
2021-01-03 07:50 | 2021-01-03 | 463.4831 | 455.8787
2021-01-03 08:00 | 2021-01-03 | 497.2183 | 493.6382
2021-01-03 08:10 | 2021-01-03 | 539.5181 | 526.5752
2021-01-03 08:20 | 2021-01-03 | 573.5062 | 560.0765
2021-01-03 08:30 | 2021-01-03 | 604.5834 | 592.4704
2021-01-03 08:40 | 2021-01-03 | 642.545 | 633.8709
2021-01-03 08:50 | 2021-01-03 | 679.9732 | 667.728
2021-01-03 09:00 | 2021-01-03 | 706.5635 | 688.8696
2021-01-03 09:10 | 2021-01-03 | 734.9098 | 727.2749
2021-01-03 09:20 | 2021-01-03 | 767.6178 | 744.537
2021-01-03 09:30 | 2021-01-03 | 795.8952 | 780.0126
2021-01-03 09:40 | 2021-01-03 | 815.1136 | 805.4917
2021-01-03 09:50 | 2021-01-03 | 850.0386 | 832.3129
2021-01-03 10:00 | 2021-01-03 | 865.5282 | 852.2076
2021-01-03 10:10 | 2021-01-03 | 880.9554 | 877.7452
2021-01-03 10:20 | 2021-01-03 | 905.6162 | 886.8539
2021-01-03 10:30 | 2021-01-03 | 927.0983 | 898.7062
2021-01-03 10:40 | 2021-01-03 | 934.3027 | 916.4184
2021-01-03 10:50 | 2021-01-03 | 944.4288 | 942.4214
2021-01-03 11:00 | 2021-01-03 | 964.6456 | 939.7923
2021-01-03 11:10 | 2021-01-03 | 970.1863 | 955.3999
2021-01-03 11:20 | 2021-01-03 | 993.1228 | 966.0799
2021-01-03 11:30 | 2021-01-03 | 998.0601 | 966.903
2021-01-03 11:40 | 2021-01-03 | 987.0148 | 983.5534
2021-01-03 11:50 | 2021-01-03 | 1007.5102 | 974.8149
2021-01-03 12:00 | 2021-01-03 | 1003.1918 | 988.061
2021-01-03 12:10 | 2021-01-03 | 999.8742 | 978.2581
2021-01-03 12:20 | 2021-01-03 | 997.7711 | 969.7601
2021-01-03 12:30 | 2021-01-03 | 985.6574 | 964.3947
2021-01-03 12:40 | 2021-01-03 | 978.8691 | 970.7019
2021-01-03 12:50 | 2021-01-03 | 975.9223 | 952.803
2021-01-03 13:00 | 2021-01-03 | 968.2405 | 941.7495
2021-01-03 13:10 | 2021-01-03 | 957.1892 | 941.2444
2021-01-03 13:20 | 2021-01-03 | 931.1123 | 910.7195
2021-01-03 13:30 | 2021-01-03 | 923.0029 | 894.6899
2021-01-03 13:40 | 2021-01-03 | 899.945 | 885.5202
2021-01-03 13:50 | 2021-01-03 | 892.8029 | 861.787
2021-01-03 14:00 | 2021-01-03 | 865.736 | 844.2009
2021-01-03 14:10 | 2021-01-03 | 847.725 | 828.8411
2021-01-03 14:20 | 2021-01-03 | 818.5788 | 806.7523
2021-01-03 14:30 | 2021-01-03 | 792.7785 | 780.842
2021-01-03 14:40 | 2021-01-03 | 767.6559 | 747.9552
2021-01-03 14:50 | 2021-01-03 | 732.5543 | 725.1037
2021-01-03 15:00 | 2021-01-03 | 713.6707 | 688.055
2021-01-03 15:10 | 2021-01-03 | 669.3118 | 654.8429
2021-01-03 15:20 | 2021-01-03 | 642.1242 | 629.0207
2021-01-03 15:30 | 2021-01-03 | 609.3098 | 597.5418
2021-01-03 15:40 | 2021-01-03 | 576.6371 | 562.9406
2021-01-03 15:50 | 2021-01-03 | 538.1291 | 519.3825
2021-01-03 16:00 | 2021-01-03 | 498.0267 | 492.2668
2021-01-03 16:10 | 2021-01-03 | 461.0282 | 454.3196
2021-01-03 16:20 | 2021-01-03 | 424.0135 | 412.5538
2021-01-03 16:30 | 2021-01-03 | 382.7964 | 374.8187
2021-01-03 16:40 | 2021-01-03 | 341.1685 | 331.3511
2021-01-03 16:50 | 2021-01-03 | 298.8091 | 290.815
2021-01-03 17:00 | 2021-01-03 | 256.8603 | 253.4163
2021-01-03 17:10 | 2021-01-03 | 214.4151 | 210.5776
2021-01-03 17:20 | 2021-01-03 | 174.3842 | 168.1131
2021-01-03 17:30 | 2021-01-03 | 129.9591 | 127.5091
2021-01-03 17:40 | 2021-01-03 | 87.843 | 84.4719
2021-01-03 17:50 | 2021-01-03 | 43.3388 | 42.0624
2021-01-03 18:00 | 2021-01-03 | 0 | 0
2021-01-03 18:10 | 2021-01-03 | 0 | 0
2021-01-03 18:20 | 2021-01-03 | 0 | 0
2021-01-03 18:30 | 2021-01-03 | 0 | 0
2021-01-03 18:40 | 2021-01-03 | 0 | 0
2021-01-03 18:50 | 2021-01-03 | 0 | 0
2021-01-03 19:00 | 2021-01-03 | 0 | 0
2021-01-03 19:10 | 2021-01-03 | 0 | 0
2021-01-03 19:20 | 2021-01-03 | 0 | 0
2021-01-03 19:30 | 2021-01-03 | 0 | 0
2021-01-03 19:40 | 2021-01-03 | 0 | 0
2021-01-03 19:50 | 2021-01-03 | 0 | 0
2021-01-03 20:00 | 2021-01-03 | 0 | 0
2021-01-03 20:10 | 2021-01-03 | 0 | 0
2021-01-03 20:20 | 2021-01-03 | 0 | 0
2021-01-03 20:30 | 2021-01-03 | 0 | 0
2021-01-03 20:40 | 2021-01-03 | 0 | 0
2021-01-03 20:50 | 2021-01-03 | 0 | 0
2021-01-03 21:00 | 2021-01-03 | 0 | 0
2021-01-03 21:10 | 2021-01-03 | 0 | 0
2021-01-03 21:20 | 2021-01-03 | 0 | 0
2021-01-03 21:30 | 2021-01-03 | 0 | 0
2021-01-03 21:40 | 2021-01-03 | 0 | 0
2021-01-03 21:50 | 2021-01-03 | 0 | 0
2021-01-03 22:00 | 2021-01-03 | 0 | 0
2021-01-03 22:10 | 2021-01-03 | 0 | 0
2021-01-03 22:20 | 2021-01-03 | 0 | 0
2021-01-03 22:30 | 2021-01-03 | 0 | 0
2021-01-03 22:40 | 2021-01-03 | 0 | 0
2021-01-03 22:50 | 2021-01-03 | 0 | 0
2021-01-03 23:00 | 2021-01-03 | 0 | 0
2021-01-03 23:10 | 2021-01-03 | 0 | 0
2021-01-03 23:20 | 2021-01-03 | 0 | 0
2021-01-03 23:30 | 2021-01-03 | 0 | 0
2021-01-03 23:40 | 2021-01-03 | 0 | 0
2021-01-03 23:50 | 2021-01-03 | 0 | 0
2021-01-04 | 2021-01-04 | 0 | 0
2021-01-04 00:10 | 2021-01-04 | 0 | 0
2021-01-04 00:20 | 2021-01-04 | 0 | 0
2021-01-04 00:30 | 2021-01-04 | 0 | 0
2021-01-04 00:40 | 2021-01-04 | 0 | 0
2021-01-04 00:50 | 2021-01-04 | 0 | 0
2021-01-04 01:00 | 2021-01-04 | 0 | 0
2021-01-04 01:10 | 2021-01-04 | 0 | 0
2021-01-04 01:20 | 2021-01-04 | 0 | 0
2021-01-04 01:30 | 2021-01-04 | 0 | 0
2021-01-04 01:40 | 2021-01-04 | 0 | 0
2021-01-04 01:50 | 2021-01-04 | 0 | 0
2021-01-04 02:00 | 2021-01-04 | 0 | 0
2021-01-04 02:10 | 2021-01-04 | 0 | 0
2021-01-04 02:20 | 2021-01-04 | 0 | 0
2021-01-04 02:30 | 2021-01-04 | 0 | 0
2021-01-04 02:40 | 2021-01-04 | 0 | 0
2021-01-04 02:50 | 2021-01-04 | 0 | 0
2021-01-04 03:00 | 2021-01-04 | 0 | 0
2021-01-04 03:10 | 2021-01-04 | 0 | 0
2021-01-04 03:20 | 2021-01-04 | 0 | 0
2021-01-04 03:30 | 2021-01-04 | 0 | 0
2021-01-04 03:40 | 2021-01-04 | 0 | 0
2021-01-04 03:50 | 2021-01-04 | 0 | 0
2021-01-04 04:00 | 2021-01-04 | 0 | 0
2021-01-04 04:10 | 2021-01-04 | 0 | 0
2021-01-04 04:20 | 2021-01-04 | 0 | 0
2021-01-04 04:30 | 2021-01-04 | 0 | 0
2021-01-04 04:40 | 2021-01-04 | 0 | 0
2021-01-04 04:50 | 2021-01-04 | 0 | 0
2021-01-04 05:00 | 2021-01-04 | 0 | 0
2021-01-04 05:10 | 2021-01-04 | 0 | 0
2021-01-04 05:20 | 2021-01-04 | 0 | 0
2021-01-04 05:30 | 2021-01-04 | 0 | 0
2021-01-04 05:40 | 2021-01-04 | 0 | 0
2021-01-04 05:50 | 2021-01-04 | 0 | 0
2021-01-04 06:00 | 2021-01-04 | 2.3931e-06 | 2.2839e-06
2021-01-04 06:10 | 2021-01-04 | 43.5102 | 42.2524
2021-01-04 06:20 | 2021-01-04 | 86.9975 | 83.3191
2021-01-04 06:30 | 2021-01-04 | 130.5503 | 126.3025
2021-01-04 06:40 | 2021-01-04 | 173.1954 | 168.1232
2021-01-04 06:50 | 2021-01-04 | 215.3813 | 209.4832
2021-01-04 07:00 | 2021-01-04 | 259.2904 | 251.4743
2021-01-04 07:10 | 2021-01-04 | 299.1882 | 290.0374
2021-01-04 07:20 | 2021-01-04 | 338.8204 | 329.7701
2021-01-04 07:30 | 2021-01-04 | 381.2556 | 368.2297
2021-01-04 07:40 | 2021-01-04 | 422.9019 | 403.7526
2021-01-04 07:50 | 2021-01-04 | 462.2546 | 441.6999
2021-01-04 08:00 | 2021-01-04 | 497.3925 | 483.1608
2021-01-04 08:10 | 2021-01-04 | 535.5321 | 515.135
2021-01-04 08:20 | 2021-01-04 | 572.3383 | 552.7883
2021-01-04 08:30 | 2021-01-04 | 614.03 | 588.5924
2021-01-04 08:40 | 2021-01-04 | 637.1232 | 616.9765
2021-01-04 08:50 | 2021-01-04 | 674.4118 | 648.3937
2021-01-04 09:00 | 2021-01-04 | 709.997 | 676.6795
2021-01-04 09:10 | 2021-01-04 | 734.6742 | 712.1336
2021-01-04 09:20 | 2021-01-04 | 764.5346 | 730.8414
2021-01-04 09:30 | 2021-01-04 | 785.7652 | 768.8547
2021-01-04 09:40 | 2021-01-04 | 821.5063 | 788.1062
2021-01-04 09:50 | 2021-01-04 | 848.6623 | 810.3147
2021-01-04 10:00 | 2021-01-04 | 873.8605 | 827.2982
2021-01-04 10:10 | 2021-01-04 | 880.131 | 844.3003
2021-01-04 10:20 | 2021-01-04 | 903.5782 | 863.0678
2021-01-04 10:30 | 2021-01-04 | 927.9843 | 881.0691
2021-01-04 10:40 | 2021-01-04 | 936.2662 | 905.412
2021-01-04 10:50 | 2021-01-04 | 962.823 | 922.2265
2021-01-04 11:00 | 2021-01-04 | 961.3258 | 927.0776
2021-01-04 11:10 | 2021-01-04 | 966.6114 | 928.6453
2021-01-04 11:20 | 2021-01-04 | 986.4319 | 940.9164
2021-01-04 11:30 | 2021-01-04 | 995.7321 | 954.3173
2021-01-04 11:40 | 2021-01-04 | 986.9866 | 950.1668
2021-01-04 11:50 | 2021-01-04 | 996.4291 | 951.5747
2021-01-04 12:00 | 2021-01-04 | 1002.9456 | 960.6592
2021-01-04 12:10 | 2021-01-04 | 1007.3881 | 955.8804
2021-01-04 12:20 | 2021-01-04 | 988.554 | 948.3558
2021-01-04 12:30 | 2021-01-04 | 982.7125 | 958.5235
2021-01-04 12:40 | 2021-01-04 | 980.9567 | 939.2655
2021-01-04 12:50 | 2021-01-04 | 983.3501 | 937.1468
2021-01-04 13:00 | 2021-01-04 | 971.2897 | 919.9006
2021-01-04 13:10 | 2021-01-04 | 947.8113 | 915.3684
2021-01-04 13:20 | 2021-01-04 | 939.7721 | 899.5855
2021-01-04 13:30 | 2021-01-04 | 923.6246 | 886.2263
2021-01-04 13:40 | 2021-01-04 | 908.1901 | 863.4176
2021-01-04 13:50 | 2021-01-04 | 886.0381 | 847.9666
2021-01-04 14:00 | 2021-01-04 | 861.9688 | 822.8157
2021-01-04 14:10 | 2021-01-04 | 838.3977 | 806.2372
2021-01-04 14:20 | 2021-01-04 | 816.3868 | 787.8701
2021-01-04 14:30 | 2021-01-04 | 786.26 | 759.7671
2021-01-04 14:40 | 2021-01-04 | 767.1545 | 734.8261
2021-01-04 14:50 | 2021-01-04 | 741.1 | 697.8686
2021-01-04 15:00 | 2021-01-04 | 701.2142 | 680.1328
2021-01-04 15:10 | 2021-01-04 | 674.8579 | 651.0253
2021-01-04 15:20 | 2021-01-04 | 646.5187 | 612.5958
2021-01-04 15:30 | 2021-01-04 | 608.9765 | 583.775
2021-01-04 15:40 | 2021-01-04 | 572.7155 | 545.231
2021-01-04 15:50 | 2021-01-04 | 536.8795 | 517.9748
2021-01-04 16:00 | 2021-01-04 | 502.3362 | 473.8277
2021-01-04 16:10 | 2021-01-04 | 457.405 | 438.7806
2021-01-04 16:20 | 2021-01-04 | 422.9381 | 403.0212
2021-01-04 16:30 | 2021-01-04 | 382.1976 | 362.886
2021-01-04 16:40 | 2021-01-04 | 339.1286 | 323.21
2021-01-04 16:50 | 2021-01-04 | 299.6802 | 283.9329
2021-01-04 17:00 | 2021-01-04 | 256.8162 | 248.1571
2021-01-04 17:10 | 2021-01-04 | 215.9806 | 206.6424
2021-01-04 17:20 | 2021-01-04 | 173.7086 | 166.8651
2021-01-04 17:30 | 2021-01-04 | 129.4626 | 125.0501
2021-01-04 17:40 | 2021-01-04 | 87.3052 | 82.3207
2021-01-04 17:50 | 2021-01-04 | 43.7269 | 41.1529
2021-01-04 18:00 | 2021-01-04 | 0 | 0
2021-01-04 18:10 | 2021-01-04 | 0 | 0
2021-01-04 18:20 | 2021-01-04 | 0 | 0
2021-01-04 18:30 | 2021-01-04 | 0 | 0
2021-01-04 18:40 | 2021-01-04 | 0 | 0
2021-01-04 18:50 | 2021-01-04 | 0 | 0
2021-01-04 19:00 | 2021-01-04 | 0 | 0
2021-01-04 19:10 | 2021-01-04 | 0 | 0
2021-01-04 19:20 | 2021-01-04 | 0 | 0
2021-01-04 19:30 | 2021-01-04 | 0 | 0
2021-01-04 19:40 | 2021-01-04 | 0 | 0
2021-01-04 19:50 | 2021-01-04 | 0 | 0
2021-01-04 20:00 | 2021-01-04 | 0 | 0
2021-01-04 20:10 | 2021-01-04 | 0 | 0
2021-01-04 20:20 | 2021-01-04 | 0 | 0
2021-01-04 20:30 | 2021-01-04 | 0 | 0
2021-01-04 20:40 | 2021-01-04 | 0 | 0
2021-01-04 20:50 | 2021-01-04 | 0 | 0
2021-01-04 21:00 | 2021-01-04 | 0 | 0
2021-01-04 21:10 | 2021-01-04 | 0 | 0
2021-01-04 21:20 | 2021-01-04 | 0 | 0
2021-01-04 21:30 | 2021-01-04 | 0 | 0
2021-01-04 21:40 | 2021-01-04 | 0 | 0
2021-01-04 21:50 | 2021-01-04 | 0 | 0
2021-01-04 22:00 | 2021-01-04 | 0 | 0
2021-01-04 22:10 | 2021-01-04 | 0 | 0
2021-01-04 22:20 | 2021-01-04 | 0 | 0
2021-01-04 22:30 | 2021-01-04 | 0 | 0
2021-01-04 22:40 | 2021-01-04 | 0 | 0
2021-01-04 22:50 | 2021-01-04 | 0 | 0
2021-01-04 23:00 | 2021-01-04 | 0 | 0
2021-01-04 23:10 | 2021-01-04 | 0 | 0
2021-01-04 23:20 | 2021-01-04 | 0 | 0
2021-01-04 23:30 | 2021-01-04 | 0 | 0
2021-01-04 23:40 | 2021-01-04 | 0 | 0
2021-01-04 23:50 | 2021-01-04 | 0 | 0
2021-01-05 | 2021-01-05 | 0 | 0
2021-01-05 00:10 | 2021-01-05 | 0 | 0
2021-01-05 00:20 | 2021-01-05 | 0 | 0
2021-01-05 00:30 | 2021-01-05 | 0 | 0
2021-01-05 00:40 | 2021-01-05 | 0 | 0
2021-01-05 00:50 | 2021-01-05 | 0 | 0
2021-01-05 01:00 | 2021-01-05 | 0 | 0
2021-01-05 01:10 | 2021-01-05 | 0 | 0
2021-01-05 01:20 | 2021-01-05 | 0 | 0
2021-01-05 01:30 | 2021-01-05 | 0 | 0
2021-01-05 01:40 | 2021-01-05 | 0 | 0
2021-01-05 01:50 | 2021-01-05 | 0 | 0
2021-01-05 02:00 | 2021-01-05 | 0 | 0
2021-01-05 02:10 | 2021-01-05 | 0 | 0
2021-01-05 02:20 | 2021-01-05 | 0 | 0
2021-01-05 02:30 | 2021-01-05 | 0 | 0
2021-01-05 02:40 | 2021-01-05 | 0 | 0
2021-01-05 02:50 | 2021-01-05 | 0 | 0
2021-01-05 03:00 | 2021-01-05 | 0 | 0
2021-01-05 03:10 | 2021-01-05 | 0 | 0
2021-01-05 03:20 | 2021-01-05 | 0 | 0
2021-01-05 03:30 | 2021-01-05 | 0 | 0
2021-01-05 03:40 | 2021-01-05 | 0 | 0
2021-01-05 03:50 | 2021-01-05 | 0 | 0
2021-01-05 04:00 | 2021-01-05 | 0 | 0
2021-01-05 04:10 | 2021-01-05 | 0 | 0
2021-01-05 04:20 | 2021-01-05 | 0 | 0
2021-01-05 04:30 | 2021-01-05 | 0 | 0
2021-01-05 04:40 | 2021-01-05 | 0 | 0
2021-01-05 04:50 | 2021-01-05 | 0 | 0
2021-01-05 05:00 | 2021-01-05 | 0 | 0
2021-01-05 05:10 | 2021-01-05 | 0 | 0
2021-01-05 05:20 | 2021-01-05 | 0 | 0
2021-01-05 05:30 | 2021-01-05 | 0 | 0
2021-01-05 05:40 | 2021-01-05 | 0 | 0
2021-01-05 05:50 | 2021-01-05 | 0 | 0
2021-01-05 06:00 | 2021-01-05 | 3.1387e-06 | 2.9143e-06
2021-01-05 06:10 | 2021-01-05 | 43.2078 | 41.4886
2021-01-05 06:20 | 2021-01-05 | 86.3328 | 82.8476
2021-01-05 06:30 | 2021-01-05 | 129.7973 | 122.3635
2021-01-05 06:40 | 2021-01-05 | 172.7741 | 162.83
2021-01-05 06:50 | 2021-01-05 | 215.2735 | 204.7127
2021-01-05 07:00 | 2021-01-05 | 260.7936 | 241.3679
2021-01-05 07:10 | 2021-01-05 | 301.5607 | 283.9379
2021-01-05 07:20 | 2021-01-05 | 342.867 | 324.0801
2021-01-05 07:30 | 2021-01-05 | 379.3088 | 357.9251
2021-01-05 07:40 | 2021-01-05 | 425.0852 | 396.3859
2021-01-05 07:50 | 2021-01-05 | 464.1791 | 435.472
2021-01-05 08:00 | 2021-01-05 | 503.7669 | 466.2777
2021-01-05 08:10 | 2021-01-05 | 534.6492 | 502.2193
2021-01-05 08:20 | 2021-01-05 | 572.1271 | 534.8145
2021-01-05 08:30 | 2021-01-05 | 608.3478 | 574.7446
2021-01-05 08:40 | 2021-01-05 | 640.869 | 603.7071
2021-01-05 08:50 | 2021-01-05 | 679.3441 | 629.8796
2021-01-05 09:00 | 2021-01-05 | 707.8477 | 667.9931
2021-01-05 09:10 | 2021-01-05 | 740.0751 | 695.1577
2021-01-05 09:20 | 2021-01-05 | 770.0357 | 719.3733
2021-01-05 09:30 | 2021-01-05 | 788.9573 | 747.5967
2021-01-05 09:40 | 2021-01-05 | 822.5499 | 764.9194
2021-01-05 09:50 | 2021-01-05 | 840.478 | 796.4391
2021-01-05 10:00 | 2021-01-05 | 869.06 | 816.0459
2021-01-05 10:10 | 2021-01-05 | 882.9618 | 834.1628
2021-01-05 10:20 | 2021-01-05 | 902.2114 | 848.5347
2021-01-05 10:30 | 2021-01-05 | 918.7984 | 858.7879
2021-01-05 10:40 | 2021-01-05 | 935.4783 | 881.9382
2021-01-05 10:50 | 2021-01-05 | 953.5613 | 895.3675
2021-01-05 11:00 | 2021-01-05 | 958.971 | 909.6107
2021-01-05 11:10 | 2021-01-05 | 971.9007 | 916.6433
2021-01-05 11:20 | 2021-01-05 | 983.5182 | 926.42
2021-01-05 11:30 | 2021-01-05 | 987.5815 | 927.5682
2021-01-05 11:40 | 2021-01-05 | 987.0474 | 937.9435
2021-01-05 11:50 | 2021-01-05 | 994.4855 | 932.3498
2021-01-05 12:00 | 2021-01-05 | 993.3673 | 938.8177
2021-01-05 12:10 | 2021-01-05 | 999.4852 | 940.2509
2021-01-05 12:20 | 2021-01-05 | 994.3772 | 932.941
2021-01-05 12:30 | 2021-01-05 | 997.4688 | 920.5295
2021-01-05 12:40 | 2021-01-05 | 990.9062 | 915.3574
2021-01-05 12:50 | 2021-01-05 | 984.1159 | 921.617
2021-01-05 13:00 | 2021-01-05 | 959.9408 | 911.2104
2021-01-05 13:10 | 2021-01-05 | 962.912 | 886.1788
2021-01-05 13:20 | 2021-01-05 | 942.9429 | 883.9213
2021-01-05 13:30 | 2021-01-05 | 917.3693 | 870.4917
2021-01-05 13:40 | 2021-01-05 | 903.7528 | 845.0041
2021-01-05 13:50 | 2021-01-05 | 886.8003 | 833.8727
2021-01-05 14:00 | 2021-01-05 | 857.7192 | 806.094
2021-01-05 14:10 | 2021-01-05 | 840.927 | 782.175
2021-01-05 14:20 | 2021-01-05 | 821.0963 | 767.8635
2021-01-05 14:30 | 2021-01-05 | 789.2676 | 747.3097
2021-01-05 14:40 | 2021-01-05 | 763.2541 | 712.0195
2021-01-05 14:50 | 2021-01-05 | 733.5378 | 692.0808
2021-01-05 15:00 | 2021-01-05 | 713.7836 | 667.0749
2021-01-05 15:10 | 2021-01-05 | 677.0514 | 635.6383
2021-01-05 15:20 | 2021-01-05 | 638.8979 | 605.4923
2021-01-05 15:30 | 2021-01-05 | 612.7076 | 573.3701
2021-01-05 15:40 | 2021-01-05 | 573.8651 | 532.943
2021-01-05 15:50 | 2021-01-05 | 532.7859 | 498.7862
2021-01-05 16:00 | 2021-01-05 | 501.1159 | 466.4023
2021-01-05 16:10 | 2021-01-05 | 460.1974 | 431.2217
2021-01-05 16:20 | 2021-01-05 | 418.5387 | 394.5576
2021-01-05 16:30 | 2021-01-05 | 379.6705 | 354.2365
2021-01-05 16:40 | 2021-01-05 | 343.4441 | 321.8534
2021-01-05 16:50 | 2021-01-05 | 302.2561 | 280.8639
2021-01-05 17:00 | 2021-01-05 | 261.1713 | 239.4545
2021-01-05 17:10 | 2021-01-05 | 215.3319 | 203.8802
2021-01-05 17:20 | 2021-01-05 | 174.4952 | 160.7835
2021-01-05 17:30 | 2021-01-05 | 131.5919 | 121.1255
2021-01-05 17:40 | 2021-01-05 | 86.4472 | 81.8963
2021-01-05 17:50 | 2021-01-05 | 43.3108 | 40.4744
2021-01-05 18:00 | 2021-01-05 | 0 | 0
2021-01-05 18:10 | 2021-01-05 | 0 | 0
2021-01-05 18:20 | 2021-01-05 | 0 | 0
2021-01-05 18:30 | 2021-01-05 | 0 | 0
2021-01-05 18:40 | 2021-01-05 | 0 | 0
2021-01-05 18:50 | 2021-01-05 | 0 | 0
2021-01-05 19:00 | 2021-01-05 | 0 | 0
2021-01-05 19:10 | 2021-01-05 | 0 | 0
2021-01-05 19:20 | 2021-01-05 | 0 | 0
2021-01-05 19:30 | 2021-01-05 | 0 | 0
2021-01-05 19:40 | 2021-01-05 | 0 | 0
2021-01-05 19:50 | 2021-01-05 | 0 | 0
2021-01-05 20:00 | 2021-01-05 | 0 | 0
2021-01-05 20:10 | 2021-01-05 | 0 | 0
2021-01-05 20:20 | 2021-01-05 | 0 | 0
2021-01-05 20:30 | 2021-01-05 | 0 | 0
2021-01-05 20:40 | 2021-01-05 | 0 | 0
2021-01-05 20:50 | 2021-01-05 | 0 | 0
2021-01-05 21:00 | 2021-01-05 | 0 | 0
2021-01-05 21:10 | 2021-01-05 | 0 | 0
2021-01-05 21:20 | 2021-01-05 | 0 | 0
2021-01-05 21:30 | 2021-01-05 | 0 | 0
2021-01-05 21:40 | 2021-01-05 | 0 | 0
2021-01-05 21:50 | 2021-01-05 | 0 | 0
2021-01-05 22:00 | 2021-01-05 | 0 | 0
2021-01-05 22:10 | 2021-01-05 | 0 | 0
2021-01-05 22:20 | 2021-01-05 | 0 | 0
2021-01-05 22:30 | 2021-01-05 | 0 | 0
2021-01-05 22:40 | 2021-01-05 | 0 | 0
2021-01-05 22:50 | 2021-01-05 | 0 | 0
2021-01-05 23:00 | 2021-01-05 | 0 | 0
2021-01-05 23:10 | 2021-01-05 | 0 | 0
2021-01-05 23:20 | 2021-01-05 | 0 | 0
2021-01-05 23:30 | 2021-01-05 | 0 | 0
2021-01-05 23:40 | 2021-01-05 | 0 | 0
2021-01-05 23:50 | 2021-01-05 | 0 | 0
2021-01-06 | 2021-01-06 | 0 | 0
2021-01-06 00:10 | 2021-01-06 | 0 | 0
2021-01-06 00:20 | 2021-01-06 | 0 | 0
2021-01-06 00:30 | 2021-01-06 | 0 | 0
2021-01-06 00:40 | 2021-01-06 | 0 | 0
2021-01-06 00:50 | 2021-01-06 | 0 | 0
2021-01-06 01:00 | 2021-01-06 | 0 | 0
2021-01-06 01:10 | 2021-01-06 | 0 | 0
2021-01-06 01:20 | 2021-01-06 | 0 | 0
2021-01-06 01:30 | 2021-01-06 | 0 | 0
2021-01-06 01:40 | 2021-01-06 | 0 | 0
2021-01-06 01:50 | 2021-01-06 | 0 | 0
2021-01-06 02:00 | 2021-01-06 | 0 | 0
2021-01-06 02:10 | 2021-01-06 | 0 | 0
2021-01-06 02:20 | 2021-01-06 | 0 | 0
2021-01-06 02:30 | 2021-01-06 | 0 | 0
2021-01-06 02:40 | 2021-01-06 | 0 | 0
2021-01-06 02:50 | 2021-01-06 | 0 | 0
2021-01-06 03:00 | 2021-01-06 | 0 | 0
2021-01-06 03:10 | 2021-01-06 | 0 | 0
2021-01-06 03:20 | 2021-01-06 | 0 | 0
2021-01-06 03:30 | 2021-01-06 | 0 | 0
2021-01-06 03:40 | 2021-01-06 | 0 | 0
2021-01-06 03:50 | 2021-01-06 | 0 | 0
2021-01-06 04:00 | 2021-01-06 | 0 | 0
2021-01-06 04:10 | 2021-01-06 | 0 | 0
2021-01-06 04:20 | 2021-01-06 | 0 | 0
2021-01-06 04:30 | 2021-01-06 | 0 | 0
2021-01-06 04:40 | 2021-01-06 | 0 | 0
2021-01-06 04:50 | 2021-01-06 | 0 | 0
2021-01-06 05:00 | 2021-01-06 | 0 | 0
2021-01-06 05:10 | 2021-01-06 | 0 | 0
2021-01-06 05:20 | 2021-01-06 | 0 | 0
2021-01-06 05:30 | 2021-01-06 | 0 | 0
2021-01-06 05:40 | 2021-01-06 | 0 | 0
2021-01-06 05:50 | 2021-01-06 | 0 | 0
2021-01-06 06:00 | 2021-01-06 | 3.8423e-06 | 3.5515e-06
2021-01-06 06:10 | 2021-01-06 | 43.5455 | 40.1888
2021-01-06 06:20 | 2021-01-06 | 87.1722 | 80.0709
2021-01-06 06:30 | 2021-01-06 | 130.627 | 119.5786
2021-01-06 06:40 | 2021-01-06 | 172.7824 | 159.4568
2021-01-06 06:50 | 2021-01-06 | 218.3539 | 200.2815
2021-01-06 07:00 | 2021-01-06 | 257.1158 | 237.0132
2021-01-06 07:10 | 2021-01-06 | 299.4546 | 279.099
2021-01-06 07:20 | 2021-01-06 | 339.1354 | 316.8294
2021-01-06 07:30 | 2021-01-06 | 386.0516 | 353.4296
2021-01-06 07:40 | 2021-01-06 | 418.627 | 392.5106
2021-01-06 07:50 | 2021-01-06 | 462.1177 | 420.6874
2021-01-06 08:00 | 2021-01-06 | 501.0164 | 464.4736
2021-01-06 08:10 | 2021-01-06 | 539.5148 | 496.9209
2021-01-06 08:20 | 2021-01-06 | 574.6567 | 530.6549
2021-01-06 08:30 | 2021-01-06 | 605.4451 | 560.7962
2021-01-06 08:40 | 2021-01-06 | 644.8317 | 589.906
2021-01-06 08:50 | 2021-01-06 | 673.5058 | 621.8182
2021-01-06 09:00 | 2021-01-06 | 712.5643 | 655.4882
2021-01-06 09:10 | 2021-01-06 | 744.2439 | 672.7207
2021-01-06 09:20 | 2021-01-06 | 772.8599 | 706.5491
2021-01-06 09:30 | 2021-01-06 | 798.6188 | 722.4346
2021-01-06 09:40 | 2021-01-06 | 824.2564 | 752.2048
2021-01-06 09:50 | 2021-01-06 | 846.667 | 772.9793
2021-01-06 10:00 | 2021-01-06 | 864.7395 | 798.6136
2021-01-06 10:10 | 2021-01-06 | 883.5013 | 809.2323
2021-01-06 10:20 | 2021-01-06 | 898.2762 | 823.9036
2021-01-06 10:30 | 2021-01-06 | 933.1039 | 854.2053
2021-01-06 10:40 | 2021-01-06 | 948.2183 | 869.8297
2021-01-06 10:50 | 2021-01-06 | 948.976 | 868.5245
2021-01-06 11:00 | 2021-01-06 | 963.1768 | 880.3635
2021-01-06 11:10 | 2021-01-06 | 971.6346 | 890.2954
2021-01-06 11:20 | 2021-01-06 | 982.3854 | 903.8325
2021-01-06 11:30 | 2021-01-06 | 990.809 | 916.0457
2021-01-06 11:40 | 2021-01-06 | 999.5264 | 907.8138
2021-01-06 11:50 | 2021-01-06 | 995.7765 | 916.9068
2021-01-06 12:00 | 2021-01-06 | 997.6323 | 923.2106
2021-01-06 12:10 | 2021-01-06 | 993.8097 | 921.3842
2021-01-06 12:20 | 2021-01-06 | 1002.4531 | 919.4025
2021-01-06 12:30 | 2021-01-06 | 997.3841 | 899.6931
2021-01-06 12:40 | 2021-01-06 | 984.9249 | 905.3848
2021-01-06 12:50 | 2021-01-06 | 973.6773 | 896.2354
2021-01-06 13:00 | 2021-01-06 | 966.7515 | 877.4313
2021-01-06 13:10 | 2021-01-06 | 948.1989 | 875.5144
2021-01-06 13:20 | 2021-01-06 | 941.424 | 857.9067
2021-01-06 13:30 | 2021-01-06 | 929.1084 | 849.2574
2021-01-06 13:40 | 2021-01-06 | 904.1343 | 827.1249
2021-01-06 13:50 | 2021-01-06 | 893.6522 | 815.684
2021-01-06 14:00 | 2021-01-06 | 868.5476 | 795.9049
2021-01-06 14:10 | 2021-01-06 | 845.1497 | 765.5525
2021-01-06 14:20 | 2021-01-06 | 813.1243 | 746.3709
2021-01-06 14:30 | 2021-01-06 | 797.3154 | 719.2596
2021-01-06 14:40 | 2021-01-06 | 762.4938 | 701.9331
2021-01-06 14:50 | 2021-01-06 | 740.3568 | 676.9412
2021-01-06 15:00 | 2021-01-06 | 713.5633 | 641.821
2021-01-06 15:10 | 2021-01-06 | 673.3203 | 621.5713
2021-01-06 15:20 | 2021-01-06 | 646.8162 | 590.3789
2021-01-06 15:30 | 2021-01-06 | 602.9309 | 553.0117
2021-01-06 15:40 | 2021-01-06 | 575.9792 | 522.1303
2021-01-06 15:50 | 2021-01-06 | 534.1877 | 492.2827
2021-01-06 16:00 | 2021-01-06 | 501.0928 | 460.5458
2021-01-06 16:10 | 2021-01-06 | 461.7755 | 425.3258
2021-01-06 16:20 | 2021-01-06 | 424.7632 | 387.1082
2021-01-06 16:30 | 2021-01-06 | 380.626 | 347.5636
2021-01-06 16:40 | 2021-01-06 | 343.3903 | 314.8835
2021-01-06 16:50 | 2021-01-06 | 301.3123 | 276.0019
2021-01-06 17:00 | 2021-01-06 | 257.1898 | 238.2483
2021-01-06 17:10 | 2021-01-06 | 216.6492 | 197.6699
2021-01-06 17:20 | 2021-01-06 | 174.9055 | 158.6422
2021-01-06 17:30 | 2021-01-06 | 130.7016 | 119.0097
2021-01-06 17:40 | 2021-01-06 | 86.7214 | 79.5132
2021-01-06 17:50 | 2021-01-06 | 43.749 | 40.0126
2021-01-06 18:00 | 2021-01-06 | 0 | 0
2021-01-06 18:10 | 2021-01-06 | 0 | 0
2021-01-06 18:20 | 2021-01-06 | 0 | 0
2021-01-06 18:30 | 2021-01-06 | 0 | 0
2021-01-06 18:40 | 2021-01-06 | 0 | 0
2021-01-06 18:50 | 2021-01-06 | 0 | 0
2021-01-06 19:00 | 2021-01-06 | 0 | 0
2021-01-06 19:10 | 2021-01-06 | 0 | 0
2021-01-06 19:20 | 2021-01-06 | 0 | 0
2021-01-06 19:30 | 2021-01-06 | 0 | 0
2021-01-06 19:40 | 2021-01-06 | 0 | 0
2021-01-06 19:50 | 2021-01-06 | 0 | 0
2021-01-06 20:00 | 2021-01-06 | 0 | 0
2021-01-06 20:10 | 2021-01-06 | 0 | 0
2021-01-06 20:20 | 2021-01-06 | 0 | 0
2021-01-06 20:30 | 2021-01-06 | 0 | 0
2021-01-06 20:40 | 2021-01-06 | 0 | 0
2021-01-06 20:50 | 2021-01-06 | 0 | 0
2021-01-06 21:00 | 2021-01-06 | 0 | 0
2021-01-06 21:10 | 2021-01-06 | 0 | 0
2021-01-06 21:20 | 2021-01-06 | 0 | 0
2021-01-06 21:30 | 2021-01-06 | 0 | 0
2021-01-06 21:40 | 2021-01-06 | 0 | 0
2021-01-06 21:50 | 2021-01-06 | 0 | 0
2021-01-06 22:00 | 2021-01-06 | 0 | 0
2021-01-06 22:10 | 2021-01-06 | 0 | 0
2021-01-06 22:20 | 2021-01-06 | 0 | 0
2021-01-06 22:30 | 2021-01-06 | 0 | 0
2021-01-06 22:40 | 2021-01-06 | 0 | 0
2021-01-06 22:50 | 2021-01-06 | 0 | 0
2021-01-06 23:00 | 2021-01-06 | 0 | 0
2021-01-06 23:10 | 2021-01-06 | 0 | 0
2021-01-06 23:20 | 2021-01-06 | 0 | 0
2021-01-06 23:30 | 2021-01-06 | 0 | 0
2021-01-06 23:40 | 2021-01-06 | 0 | 0
2021-01-06 23:50 | 2021-01-06 | 0 | 0
2021-01-07 | 2021-01-07 | 0 | 0
2021-01-07 00:10 | 2021-01-07 | 0 | 0
2021-01-07 00:20 | 2021-01-07 | 0 | 0
2021-01-07 00:30 | 2021-01-07 | 0 | 0
2021-01-07 00:40 | 2021-01-07 | 0 | 0
2021-01-07 00:50 | 2021-01-07 | 0 | 0
2021-01-07 01:00 | 2021-01-07 | 0 | 0
2021-01-07 01:10 | 2021-01-07 | 0 | 0
2021-01-07 01:20 | 2021-01-07 | 0 | 0
2021-01-07 01:30 | 2021-01-07 | 0 | 0
2021-01-07 01:40 | 2021-01-07 | 0 | 0
2021-01-07 01:50 | 2021-01-07 | 0 | 0
2021-01-07 02:00 | 2021-01-07 | 0 | 0
2021-01-07 02:10 | 2021-01-07 | 0 | 0
2021-01-07 02:20 | 2021-01-07 | 0 | 0
2021-01-07 02:30 | 2021-01-07 | 0 | 0
2021-01-07 02:40 | 2021-01-07 | 0 | 0
2021-01-07 02:50 | 2021-01-07 | 0 | 0
2021-01-07 03:00 | 2021-01-07 | 0 | 0
2021-01-07 03:10 | 2021-01-07 | 0 | 0
2021-01-07 03:20 | 2021-01-07 | 0 | 0
2021-01-07 03:30 | 2021-01-07 | 0 | 0
2021-01-07 03:40 | 2021-01-07 | 0 | 0
2021-01-07 03:50 | 2021-01-07 | 0 | 0
2021-01-07 04:00 | 2021-01-07 | 0 | 0
2021-01-07 04:10 | 2021-01-07 | 0 | 0
2021-01-07 04:20 | 2021-01-07 | 0 | 0
2021-01-07 04:30 | 2021-01-07 | 0 | 0
2021-01-07 04:40 | 2021-01-07 | 0 | 0
2021-01-07 04:50 | 2021-01-07 | 0 | 0
2021-01-07 05:00 | 2021-01-07 | 0 | 0
2021-01-07 05:10 | 2021-01-07 | 0 | 0
2021-01-07 05:20 | 2021-01-07 | 0 | 0
2021-01-07 05:30 | 2021-01-07 | 0 | 0
2021-01-07 05:40 | 2021-01-07 | 0 | 0
2021-01-07 05:50 | 2021-01-07 | 0 | 0
2021-01-07 06:00 | 2021-01-07 | 4.599e-06 | 4.1199e-06
2021-01-07 06:10 | 2021-01-07 | 43.9683 | 39.4464
2021-01-07 06:20 | 2021-01-07 | 86.5892 | 78.3369
2021-01-07 06:30 | 2021-01-07 | 130.1068 | 116.5541
2021-01-07 06:40 | 2021-01-07 | 173.7274 | 155.5531
2021-01-07 06:50 | 2021-01-07 | 216.7442 | 196.0074
2021-01-07 07:00 | 2021-01-07 | 259.9612 | 235.1291
2021-01-07 07:10 | 2021-01-07 | 298.9433 | 271.2893
2021-01-07 07:20 | 2021-01-07 | 340.7978 | 305.4544
2021-01-07 07:30 | 2021-01-07 | 384.4842 | 347.505
2021-01-07 07:40 | 2021-01-07 | 422.2744 | 381.5334
2021-01-07 07:50 | 2021-01-07 | 464.5259 | 415.7779
2021-01-07 08:00 | 2021-01-07 | 504.8447 | 446.6001
2021-01-07 08:10 | 2021-01-07 | 542.1268 | 481.9839
2021-01-07 08:20 | 2021-01-07 | 569.3279 | 519.3361
2021-01-07 08:30 | 2021-01-07 | 604.5197 | 543.4393
2021-01-07 08:40 | 2021-01-07 | 641.2995 | 581.1135
2021-01-07 08:50 | 2021-01-07 | 679.6189 | 609.6312
2021-01-07 09:00 | 2021-01-07 | 709.7963 | 635.5095
2021-01-07 09:10 | 2021-01-07 | 733.16 | 666.5823
2021-01-07 09:20 | 2021-01-07 | 762.0662 | 690.3286
2021-01-07 09:30 | 2021-01-07 | 796.8736 | 712.358
2021-01-07 09:40 | 2021-01-07 | 819.8026 | 730.9699
2021-01-07 09:50 | 2021-01-07 | 851.0544 | 760.6741
2021-01-07 10:00 | 2021-01-07 | 857.3868 | 777.7958
2021-01-07 10:10 | 2021-01-07 | 883.1991 | 797.2052
2021-01-07 10:20 | 2021-01-07 | 904.2371 | 814.8788
2021-01-07 10:30 | 2021-01-07 | 915.3116 | 826.5318
2021-01-07 10:40 | 2021-01-07 | 932.5008 | 839.6701
2021-01-07 10:50 | 2021-01-07 | 951.7881 | 862.0215
2021-01-07 11:00 | 2021-01-07 | 967.4633 | 858.0773
2021-01-07 11:10 | 2021-01-07 | 973.327 | 876.5939
2021-01-07 11:20 | 2021-01-07 | 986.8328 | 890.0348
2021-01-07 11:30 | 2021-01-07 | 996.8247 | 896.3751
2021-01-07 11:40 | 2021-01-07 | 998.0853 | 886.7204
2021-01-07 11:50 | 2021-01-07 | 990.3873 | 890.6216
2021-01-07 12:00 | 2021-01-07 | 991.3615 | 890.0399
2021-01-07 12:10 | 2021-01-07 | 992.1284 | 886.3896
2021-01-07 12:20 | 2021-01-07 | 1005.4256 | 892.8132
2021-01-07 12:30 | 2021-01-07 | 992.2356 | 894.9284
2021-01-07 12:40 | 2021-01-07 | 991.1353 | 878.1659
2021-01-07 12:50 | 2021-01-07 | 985.5822 | 873.4049
2021-01-07 13:00 | 2021-01-07 | 970.8557 | 863.7049
2021-01-07 13:10 | 2021-01-07 | 954.8309 | 855.772
2021-01-07 13:20 | 2021-01-07 | 934.3187 | 839.7111
2021-01-07 13:30 | 2021-01-07 | 923.7037 | 830.4333
2021-01-07 13:40 | 2021-01-07 | 907.3666 | 814.9183
2021-01-07 13:50 | 2021-01-07 | 893.4401 | 787.349
2021-01-07 14:00 | 2021-01-07 | 868.1971 | 775.4871
2021-01-07 14:10 | 2021-01-07 | 846.6813 | 757.1389
2021-01-07 14:20 | 2021-01-07 | 824.2254 | 731.1307
2021-01-07 14:30 | 2021-01-07 | 792.85 | 714.8066
2021-01-07 14:40 | 2021-01-07 | 758.5993 | 683.6745
2021-01-07 14:50 | 2021-01-07 | 737.881 | 662.1763
2021-01-07 15:00 | 2021-01-07 | 711.8507 | 634.041
2021-01-07 15:10 | 2021-01-07 | 673.2675 | 609.2144
2021-01-07 15:20 | 2021-01-07 | 639.8615 | 570.4152
2021-01-07 15:30 | 2021-01-07 | 611.1369 | 539.2011
2021-01-07 15:40 | 2021-01-07 | 576.3578 | 507.5925
2021-01-07 15:50 | 2021-01-07 | 541.1463 | 480.7543
2021-01-07 16:00 | 2021-01-07 | 503.6249 | 447.7244
2021-01-07 16:10 | 2021-01-07 | 461.2323 | 410.5171
2021-01-07 16:20 | 2021-01-07 | 422.138 | 374.484
2021-01-07 16:30 | 2021-01-07 | 383.5616 | 342.7978
2021-01-07 16:40 | 2021-01-07 | 339.8434 | 307.2616
2021-01-07 16:50 | 2021-01-07 | 298.2412 | 270.705
2021-01-07 17:00 | 2021-01-07 | 261.199 | 231.386
2021-01-07 17:10 | 2021-01-07 | 214.5946 | 193.985
2021-01-07 17:20 | 2021-01-07 | 173.8777 | 155.1611
2021-01-07 17:30 | 2021-01-07 | 131.4685 | 116.6339
2021-01-07 17:40 | 2021-01-07 | 87.6367 | 77.999
2021-01-07 17:50 | 2021-01-07 | 43.4853 | 39.1017
2021-01-07 18:00 | 2021-01-07 | 0 | 0
2021-01-07 18:10 | 2021-01-07 | 0 | 0
2021-01-07 18:20 | 2021-01-07 | 0 | 0
2021-01-07 18:30 | 2021-01-07 | 0 | 0
2021-01-07 18:40 | 2021-01-07 | 0 | 0
2021-01-07 18:50 | 2021-01-07 | 0 | 0
2021-01-07 19:00 | 2021-01-07 | 0 | 0
2021-01-07 19:10 | 2021-01-07 | 0 | 0
2021-01-07 19:20 | 2021-01-07 | 0 | 0
2021-01-07 19:30 | 2021-01-07 | 0 | 0
2021-01-07 19:40 | 2021-01-07 | 0 | 0
2021-01-07 19:50 | 2021-01-07 | 0 | 0
2021-01-07 20:00 | 2021-01-07 | 0 | 0
2021-01-07 20:10 | 2021-01-07 | 0 | 0
2021-01-07 20:20 | 2021-01-07 | 0 | 0
2021-01-07 20:30 | 2021-01-07 | 0 | 0
2021-01-07 20:40 | 2021-01-07 | 0 | 0
2021-01-07 20:50 | 2021-01-07 | 0 | 0
2021-01-07 21:00 | 2021-01-07 | 0 | 0
2021-01-07 21:10 | 2021-01-07 | 0 | 0
2021-01-07 21:20 | 2021-01-07 | 0 | 0
2021-01-07 21:30 | 2021-01-07 | 0 | 0
2021-01-07 21:40 | 2021-01-07 | 0 | 0
2021-01-07 21:50 | 2021-01-07 | 0 | 0
2021-01-07 22:00 | 2021-01-07 | 0 | 0
2021-01-07 22:10 | 2021-01-07 | 0 | 0
2021-01-07 22:20 | 2021-01-07 | 0 | 0
2021-01-07 22:30 | 2021-01-07 | 0 | 0
2021-01-07 22:40 | 2021-01-07 | 0 | 0
2021-01-07 22:50 | 2021-01-07 | 0 | 0
2021-01-07 23:00 | 2021-01-07 | 0 | 0
2021-01-07 23:10 | 2021-01-07 | 0 | 0
2021-01-07 23:20 | 2021-01-07 | 0 | 0
2021-01-07 23:30 | 2021-01-07 | 0 | 0
2021-01-07 23:40 | 2021-01-07 | 0 | 0
2021-01-07 23:50 | 2021-01-07 | 0 | 0
2021-01-08 | 2021-01-08 | 0 | 0
2021-01-08 00:10 | 2021-01-08 | 0 | 0
2021-01-08 00:20 | 2021-01-08 | 0 | 0
2021-01-08 00:30 | 2021-01-08 | 0 | 0
2021-01-08 00:40 | 2021-01-08 | 0 | 0
2021-01-08 00:50 | 2021-01-08 | 0 | 0
2021-01-08 01:00 | 2021-01-08 | 0 | 0
2021-01-08 01:10 | 2021-01-08 | 0 | 0
2021-01-08 01:20 | 2021-01-08 | 0 | 0
2021-01-08 01:30 | 2021-01-08 | 0 | 0
2021-01-08 01:40 | 2021-01-08 | 0 | 0
2021-01-08 01:50 | 2021-01-08 | 0 | 0
2021-01-08 02:00 | 2021-01-08 | 0 | 0
2021-01-08 02:10 | 2021-01-08 | 0 | 0
2021-01-08 02:20 | 2021-01-08 | 0 | 0
2021-01-08 02:30 | 2021-01-08 | 0 | 0
2021-01-08 02:40 | 2021-01-08 | 0 | 0
2021-01-08 02:50 | 2021-01-08 | 0 | 0
2021-01-08 03:00 | 2021-01-08 | 0 | 0
2021-01-08 03:10 | 2021-01-08 | 0 | 0
2021-01-08 03:20 | 2021-01-08 | 0 | 0
2021-01-08 03:30 | 2021-01-08 | 0 | 0
2021-01-08 03:40 | 2021-01-08 | 0 | 0
2021-01-08 03:50 | 2021-01-08 | 0 | 0
2021-01-08 04:00 | 2021-01-08 | 0 | 0
2021-01-08 04:10 | 2021-01-08 | 0 | 0
2021-01-08 04:20 | 2021-01-08 | 0 | 0
2021-01-08 04:30 | 2021-01-08 | 0 | 0
2021-01-08 04:40 | 2021-01-08 | 0 | 0
2021-01-08 04:50 | 2021-01-08 | 0 | 0
2021-01-08 05:00 | 2021-01-08 | 0 | 0
2021-01-08 05:10 | 2021-01-08 | 0 | 0
2021-01-08 05:20 | 2021-01-08 | 0 | 0
2021-01-08 05:30 | 2021-01-08 | 0 | 0
2021-01-08 05:40 | 2021-01-08 | 0 | 0
2021-01-08 05:50 | 2021-01-08 | 0 | 0
2021-01-08 06:00 | 2021-01-08 | 5.3125e-06 | 4.716e-06
2021-01-08 06:10 | 2021-01-08 | 43.3776 | 38.1932
2021-01-08 06:20 | 2021-01-08 | 87.2707 | 77.4792
2021-01-08 06:30 | 2021-01-08 | 131.5457 | 113.7689
2021-01-08 06:40 | 2021-01-08 | 172.8302 | 151.6339
2021-01-08 06:50 | 2021-01-08 | 218.1254 | 189.398
2021-01-08 07:00 | 2021-01-08 | 259.0234 | 227.13
2021-01-08 07:10 | 2021-01-08 | 300.3553 | 263.7851
2021-01-08 07:20 | 2021-01-08 | 339.2362 | 299.7716
2021-01-08 07:30 | 2021-01-08 | 380.3051 | 337.2471
2021-01-08 07:40 | 2021-01-08 | 421.736 | 374.6978
2021-01-08 07:50 | 2021-01-08 | 463.3687 | 408.3731
2021-01-08 08:00 | 2021-01-08 | 502.6599 | 437.3667
2021-01-08 08:10 | 2021-01-08 | 533.4326 | 468.6319
2021-01-08 08:20 | 2021-01-08 | 571.709 | 501.298
2021-01-08 08:30 | 2021-01-08 | 613.0688 | 537.2035
2021-01-08 08:40 | 2021-01-08 | 641.1698 | 564.1123
2021-01-08 08:50 | 2021-01-08 | 669.5498 | 596.5969
2021-01-08 09:00 | 2021-01-08 | 702.1824 | 622.0122
2021-01-08 09:10 | 2021-01-08 | 736.7442 | 642.7664
2021-01-08 09:20 | 2021-01-08 | 770.1247 | 674.3119
2021-01-08 09:30 | 2021-01-08 | 800.06 | 693.4016
2021-01-08 09:40 | 2021-01-08 | 817.9544 | 725.0252
2021-01-08 09:50 | 2021-01-08 | 845.9145 | 742.3108
2021-01-08 10:00 | 2021-01-08 | 870.9045 | 760.8764
2021-01-08 10:10 | 2021-01-08 | 879.6506 | 782.2559
2021-01-08 10:20 | 2021-01-08 | 902.7666 | 802.4105
2021-01-08 10:30 | 2021-01-08 | 931.5571 | 805.3008
2021-01-08 10:40 | 2021-01-08 | 938.102 | 827.0383
2021-01-08 10:50 | 2021-01-08 | 947.2212 | 842.9269
2021-01-08 11:00 | 2021-01-08 | 959.6031 | 849.5021
2021-01-08 11:10 | 2021-01-08 | 982.833 | 854.5086
2021-01-08 11:20 | 2021-01-08 | 977.4266 | 863.0844
2021-01-08 11:30 | 2021-01-08 | 987.5919 | 871.8778
2021-01-08 11:40 | 2021-01-08 | 986.6314 | 875.7671
2021-01-08 11:50 | 2021-01-08 | 996.3251 | 882.5092
2021-01-08 12:00 | 2021-01-08 | 1002.4069 | 872.6137
2021-01-08 12:10 | 2021-01-08 | 991.7608 | 880.9714
2021-01-08 12:20 | 2021-01-08 | 986.4397 | 863.5037
2021-01-08 12:30 | 2021-01-08 | 1000.5358 | 859.7048
2021-01-08 12:40 | 2021-01-08 | 991.498 | 865.2176
2021-01-08 12:50 | 2021-01-08 | 979.8711 | 846.2529
2021-01-08 13:00 | 2021-01-08 | 959.9915 | 849.5335
2021-01-08 13:10 | 2021-01-08 | 945.0378 | 840.2723
2021-01-08 13:20 | 2021-01-08 | 948.4794 | 817.837
2021-01-08 13:30 | 2021-01-08 | 930.5379 | 812.646
2021-01-08 13:40 | 2021-01-08 | 904.1626 | 798.1234
2021-01-08 13:50 | 2021-01-08 | 893.2474 | 779.7624
2021-01-08 14:00 | 2021-01-08 | 859.7242 | 762.9408
2021-01-08 14:10 | 2021-01-08 | 838.125 | 742.6669
2021-01-08 14:20 | 2021-01-08 | 820.9136 | 721.9807
2021-01-08 14:30 | 2021-01-08 | 793.7939 | 686.6028
2021-01-08 14:40 | 2021-01-08 | 763.6611 | 662.3194
2021-01-08 14:50 | 2021-01-08 | 733.6873 | 641.1983
2021-01-08 15:00 | 2021-01-08 | 708.4236 | 614.6799
2021-01-08 15:10 | 2021-01-08 | 668.9889 | 585.7414
2021-01-08 15:20 | 2021-01-08 | 639.1147 | 558.903
2021-01-08 15:30 | 2021-01-08 | 604.855 | 529.0825
2021-01-08 15:40 | 2021-01-08 | 579.2178 | 499.0019
2021-01-08 15:50 | 2021-01-08 | 538.3021 | 470.2701
2021-01-08 16:00 | 2021-01-08 | 497.3811 | 434.9526
2021-01-08 16:10 | 2021-01-08 | 461.6649 | 400.8611
2021-01-08 16:20 | 2021-01-08 | 422.1507 | 367.5125
2021-01-08 16:30 | 2021-01-08 | 385.7532 | 331.1704
2021-01-08 16:40 | 2021-01-08 | 345.2867 | 295.1536
2021-01-08 16:50 | 2021-01-08 | 297.8082 | 264.0118
2021-01-08 17:00 | 2021-01-08 | 258.052 | 224.0082
2021-01-08 17:10 | 2021-01-08 | 217.9114 | 190.1258
2021-01-08 17:20 | 2021-01-08 | 174.8848 | 152.2247
2021-01-08 17:30 | 2021-01-08 | 129.8949 | 113.107
2021-01-08 17:40 | 2021-01-08 | 87.108 | 76.2511
2021-01-08 17:50 | 2021-01-08 | 43.6208 | 37.8007
2021-01-08 18:00 | 2021-01-08 | 0 | 0
2021-01-08 18:10 | 2021-01-08 | 0 | 0
2021-01-08 18:20 | 2021-01-08 | 0 | 0
2021-01-08 18:30 | 2021-01-08 | 0 | 0
2021-01-08 18:40 | 2021-01-08 | 0 | 0
2021-01-08 18:50 | 2021-01-08 | 0 | 0
2021-01-08 19:00 | 2021-01-08 | 0 | 0
2021-01-08 19:10 | 2021-01-08 | 0 | 0
2021-01-08 19:20 | 2021-01-08 | 0 | 0
2021-01-08 19:30 | 2021-01-08 | 0 | 0
2021-01-08 19:40 | 2021-01-08 | 0 | 0
2021-01-08 19:50 | 2021-01-08 | 0 | 0
2021-01-08 20:00 | 2021-01-08 | 0 | 0
2021-01-08 20:10 | 2021-01-08 | 0 | 0
2021-01-08 20:20 | 2021-01-08 | 0 | 0
2021-01-08 20:30 | 2021-01-08 | 0 | 0
2021-01-08 20:40 | 2021-01-08 | 0 | 0
2021-01-08 20:50 | 2021-01-08 | 0 | 0
2021-01-08 21:00 | 2021-01-08 | 0 | 0
2021-01-08 21:10 | 2021-01-08 | 0 | 0
2021-01-08 21:20 | 2021-01-08 | 0 | 0
2021-01-08 21:30 | 2021-01-08 | 0 | 0
2021-01-08 21:40 | 2021-01-08 | 0 | 0
2021-01-08 21:50 | 2021-01-08 | 0 | 0
2021-01-08 22:00 | 2021-01-08 | 0 | 0
2021-01-08 22:10 | 2021-01-08 | 0 | 0
2021-01-08 22:20 | 2021-01-08 | 0 | 0
2021-01-08 22:30 | 2021-01-08 | 0 | 0
2021-01-08 22:40 | 2021-01-08 | 0 | 0
2021-01-08 22:50 | 2021-01-08 | 0 | 0
2021-01-08 23:00 | 2021-01-08 | 0 | 0
2021-01-08 23:10 | 2021-01-08 | 0 | 0
2021-01-08 23:20 | 2021-01-08 | 0 | 0
2021-01-08 23:30 | 2021-01-08 | 0 | 0
2021-01-08 23:40 | 2021-01-08 | 0 | 0
2021-01-08 23:50 | 2021-01-08 | 0 | 0
2021-01-09 | 2021-01-09 | 0 | 0
2021-01-09 00:10 | 2021-01-09 | 0 | 0
2021-01-09 00:20 | 2021-01-09 | 0 | 0
2021-01-09 00:30 | 2021-01-09 | 0 | 0
2021-01-09 00:40 | 2021-01-09 | 0 | 0
2021-01-09 00:50 | 2021-01-09 | 0 | 0
2021-01-09 01:00 | 2021-01-09 | 0 | 0
2021-01-09 01:10 | 2021-01-09 | 0 | 0
2021-01-09 01:20 | 2021-01-09 | 0 | 0
2021-01-09 01:30 | 2021-01-09 | 0 | 0
2021-01-09 01:40 | 2021-01-09 | 0 | 0
2021-01-09 01:50 | 2021-01-09 | 0 | 0
2021-01-09 02:00 | 2021-01-09 | 0 | 0
2021-01-09 02:10 | 2021-01-09 | 0 | 0
2021-01-09 02:20 | 2021-01-09 | 0 | 0
2021-01-09 02:30 | 2021-01-09 | 0 | 0
2021-01-09 02:40 | 2021-01-09 | 0 | 0
2021-01-09 02:50 | 2021-01-09 | 0 | 0
2021-01-09 03:00 | 2021-01-09 | 0 | 0
2021-01-09 03:10 | 2021-01-09 | 0 | 0
2021-01-09 03:20 | 2021-01-09 | 0 | 0
2021-01-09 03:30 | 2021-01-09 | 0 | 0
2021-01-09 03:40 | 2021-01-09 | 0 | 0
2021-01-09 03:50 | 2021-01-09 | 0 | 0
2021-01-09 04:00 | 2021-01-09 | 0 | 0
2021-01-09 04:10 | 2021-01-09 | 0 | 0
2021-01-09 04:20 | 2021-01-09 | 0 | 0
2021-01-09 04:30 | 2021-01-09 | 0 | 0
2021-01-09 04:40 | 2021-01-09 | 0 | 0
2021-01-09 04:50 | 2021-01-09 | 0 | 0
2021-01-09 05:00 | 2021-01-09 | 0 | 0
2021-01-09 05:10 | 2021-01-09 | 0 | 0
2021-01-09 05:20 | 2021-01-09 | 0 | 0
2021-01-09 05:30 | 2021-01-09 | 0 | 0
2021-01-09 05:40 | 2021-01-09 | 0 | 0
2021-01-09 05:50 | 2021-01-09 | 0 | 0
2021-01-09 06:00 | 2021-01-09 | 6.0192e-06 | 5.2385e-06
2021-01-09 06:10 | 2021-01-09 | 44.0019 | 37.8023
2021-01-09 06:20 | 2021-01-09 | 86.3407 | 75.1611
2021-01-09 06:30 | 2021-01-09 | 129.3864 | 112.9915
2021-01-09 06:40 | 2021-01-09 | 174.9255 | 148.1888
2021-01-09 06:50 | 2021-01-09 | 217.9633 | 186.7843
2021-01-09 07:00 | 2021-01-09 | 256.5398 | 220.2766
2021-01-09 07:10 | 2021-01-09 | 297.8411 | 260.3978
2021-01-09 07:20 | 2021-01-09 | 340.8936 | 293.6545
2021-01-09 07:30 | 2021-01-09 | 382.0279 | 328.8374
2021-01-09 07:40 | 2021-01-09 | 423.8652 | 362.6241
2021-01-09 07:50 | 2021-01-09 | 457.1993 | 393.7223
2021-01-09 08:00 | 2021-01-09 | 499.2826 | 431.9348
2021-01-09 08:10 | 2021-01-09 | 542.577 | 459.363
2021-01-09 08:20 | 2021-01-09 | 576.9902 | 492.0925
2021-01-09 08:30 | 2021-01-09 | 603.2788 | 524.7518
2021-01-09 08:40 | 2021-01-09 | 644.1003 | 552.2417
2021-01-09 08:50 | 2021-01-09 | 677.8717 | 581.1282
2021-01-09 09:00 | 2021-01-09 | 709.6657 | 611.3716
2021-01-09 09:10 | 2021-01-09 | 732.7208 | 635.042
2021-01-09 09:20 | 2021-01-09 | 766.4479 | 659.6016
2021-01-09 09:30 | 2021-01-09 | 796.3247 | 673.9296
2021-01-09 09:40 | 2021-01-09 | 822.5492 | 707.5666
2021-01-09 09:50 | 2021-01-09 | 838.0291 | 728.0975
2021-01-09 10:00 | 2021-01-09 | 859.7579 | 748.0852
2021-01-09 10:10 | 2021-01-09 | 895.5748 | 759.9577
2021-01-09 10:20 | 2021-01-09 | 899.0025 | 780.5727
2021-01-09 10:30 | 2021-01-09 | 924.4682 | 792.5984
2021-01-09 10:40 | 2021-01-09 | 932.4966 | 804.4748
2021-01-09 10:50 | 2021-01-09 | 959.9827 | 818.6424
2021-01-09 11:00 | 2021-01-09 | 962.2774 | 826.5083
2021-01-09 11:10 | 2021-01-09 | 971.0386 | 839.1205
2021-01-09 11:20 | 2021-01-09 | 979.7143 | 845.899
2021-01-09 11:30 | 2021-01-09 | 991.6984 | 849.6116
2021-01-09 11:40 | 2021-01-09 | 996.0117 | 845.5851
2021-01-09 11:50 | 2021-01-09 | 993.3575 | 848.5263
2021-01-09 12:00 | 2021-01-09 | 994.1065 | 849.8664
2021-01-09 12:10 | 2021-01-09 | 989.6779 | 856.7689
2021-01-09 12:20 | 2021-01-09 | 1005.8823 | 846.4772
2021-01-09 12:30 | 2021-01-09 | 982.8071 | 850.8845
2021-01-09 12:40 | 2021-01-09 | 978.1055 | 848.429
2021-01-09 12:50 | 2021-01-09 | 973.5883 | 825.9726
2021-01-09 13:00 | 2021-01-09 | 968.6858 | 824.0577
2021-01-09 13:10 | 2021-01-09 | 949.577 | 815.8653
2021-01-09 13:20 | 2021-01-09 | 933.1638 | 807.9753
2021-01-09 13:30 | 2021-01-09 | 920.6279 | 790.625
2021-01-09 13:40 | 2021-01-09 | 903.2 | 774.217
2021-01-09 13:50 | 2021-01-09 | 885.5861 | 758.3781
2021-01-09 14:00 | 2021-01-09 | 862.7677 | 744.7001
2021-01-09 14:10 | 2021-01-09 | 840.3853 | 719.4151
2021-01-09 14:20 | 2021-01-09 | 816.3895 | 705.5883
2021-01-09 14:30 | 2021-01-09 | 798.9541 | 673.6257
2021-01-09 14:40 | 2021-01-09 | 764.2344 | 658.4026
2021-01-09 14:50 | 2021-01-09 | 744.5778 | 632.5445
2021-01-09 15:00 | 2021-01-09 | 705.0098 | 600.8275
2021-01-09 15:10 | 2021-01-09 | 680.3796 | 570.9104
2021-01-09 15:20 | 2021-01-09 | 641.2348 | 552.0658
2021-01-09 15:30 | 2021-01-09 | 609.1131 | 519.3181
2021-01-09 15:40 | 2021-01-09 | 570.4092 | 492.591
2021-01-09 15:50 | 2021-01-09 | 542.2264 | 459.7238
2021-01-09 16:00 | 2021-01-09 | 499.2305 | 422.7919
2021-01-09 16:10 | 2021-01-09 | 465.9208 | 390.838
2021-01-09 16:20 | 2021-01-09 | 422.9693 | 362.6115
2021-01-09 16:30 | 2021-01-09 | 385.7997 | 323.5865
2021-01-09 16:40 | 2021-01-09 | 338.7784 | 292.2306
2021-01-09 16:50 | 2021-01-09 | 302.7265 | 253.3884
2021-01-09 17:00 | 2021-01-09 | 256.6196 | 219.801
2021-01-09 17:10 | 2021-01-09 | 217.6585 | 185.142
2021-01-09 17:20 | 2021-01-09 | 173.4855 | 146.4961
2021-01-09 17:30 | 2021-01-09 | 129.6428 | 111.4009
2021-01-09 17:40 | 2021-01-09 | 87.7766 | 74.7199
2021-01-09 17:50 | 2021-01-09 | 43.9461 | 36.8296
2021-01-09 18:00 | 2021-01-09 | 0 | 0
2021-01-09 18:10 | 2021-01-09 | 0 | 0
2021-01-09 18:20 | 2021-01-09 | 0 | 0
2021-01-09 18:30 | 2021-01-09 | 0 | 0
2021-01-09 18:40 | 2021-01-09 | 0 | 0
2021-01-09 18:50 | 2021-01-09 | 0 | 0
2021-01-09 19:00 | 2021-01-09 | 0 | 0
2021-01-09 19:10 | 2021-01-09 | 0 | 0
2021-01-09 19:20 | 2021-01-09 | 0 | 0
2021-01-09 19:30 | 2021-01-09 | 0 | 0
2021-01-09 19:40 | 2021-01-09 | 0 | 0
2021-01-09 19:50 | 2021-01-09 | 0 | 0
2021-01-09 20:00 | 2021-01-09 | 0 | 0
2021-01-09 20:10 | 2021-01-09 | 0 | 0
2021-01-09 20:20 | 2021-01-09 | 0 | 0
2021-01-09 20:30 | 2021-01-09 | 0 | 0
2021-01-09 20:40 | 2021-01-09 | 0 | 0
2021-01-09 20:50 | 2021-01-09 | 0 | 0
2021-01-09 21:00 | 2021-01-09 | 0 | 0
2021-01-09 21:10 | 2021-01-09 | 0 | 0
2021-01-09 21:20 | 2021-01-09 | 0 | 0
2021-01-09 21:30 | 2021-01-09 | 0 | 0
2021-01-09 21:40 | 2021-01-09 | 0 | 0
2021-01-09 21:50 | 2021-01-09 | 0 | 0
2021-01-09 22:00 | 2021-01-09 | 0 | 0
2021-01-09 22:10 | 2021-01-09 | 0 | 0
2021-01-09 22:20 | 2021-01-09 | 0 | 0
2021-01-09 22:30 | 2021-01-09 | 0 | 0
2021-01-09 22:40 | 2021-01-09 | 0 | 0
2021-01-09 22:50 | 2021-01-09 | 0 | 0
2021-01-09 23:00 | 2021-01-09 | 0 | 0
2021-01-09 23:10 | 2021-01-09 | 0 | 0
2021-01-09 23:20 | 2021-01-09 | 0 | 0
2021-01-09 23:30 | 2021-01-09 | 0 | 0
2021-01-09 23:40 | 2021-01-09 | 0 | 0
2021-01-09 23:50 | 2021-01-09 | 0 | 0
2021-01-10 | 2021-01-10 | 0 | 0
2021-01-10 00:10 | 2021-01-10 | 0 | 0
2021-01-10 00:20 | 2021-01-10 | 0 | 0
2021-01-10 00:30 | 2021-01-10 | 0 | 0
2021-01-10 00:40 | 2021-01-10 | 0 | 0
2021-01-10 00:50 | 2021-01-10 | 0 | 0
2021-01-10 01:00 | 2021-01-10 | 0 | 0
2021-01-10 01:10 | 2021-01-10 | 0 | 0
2021-01-10 01:20 | 2021-01-10 | 0 | 0
2021-01-10 01:30 | 2021-01-10 | 0 | 0
2021-01-10 01:40 | 2021-01-10 | 0 | 0
2021-01-10 01:50 | 2021-01-10 | 0 | 0
2021-01-10 02:00 | 2021-01-10 | 0 | 0
2021-01-10 02:10 | 2021-01-10 | 0 | 0
2021-01-10 02:20 | 2021-01-10 | 0 | 0
2021-01-10 02:30 | 2021-01-10 | 0 | 0
2021-01-10 02:40 | 2021-01-10 | 0 | 0
2021-01-10 02:50 | 2021-01-10 | 0 | 0
2021-01-10 03:00 | 2021-01-10 | 0 | 0
2021-01-10 03:10 | 2021-01-10 | 0 | 0
2021-01-10 03:20 | 2021-01-10 | 0 | 0
2021-01-10 03:30 | 2021-01-10 | 0 | 0
2021-01-10 03:40 | 2021-01-10 | 0 | 0
2021-01-10 03:50 | 2021-01-10 | 0 | 0
2021-01-10 04:00 | 2021-01-10 | 0 | 0
2021-01-10 04:10 | 2021-01-10 | 0 | 0
2021-01-10 04:20 | 2021-01-10 | 0 | 0
2021-01-10 04:30 | 2021-01-10 | 0 | 0
2021-01-10 04:40 | 2021-01-10 | 0 | 0
2021-01-10 04:50 | 2021-01-10 | 0 | 0
2021-01-10 05:00 | 2021-01-10 | 0 | 0
2021-01-10 05:10 | 2021-01-10 | 0 | 0
2021-01-10 05:20 | 2021-01-10 | 0 | 0
2021-01-10 05:30 | 2021-01-10 | 0 | 0
2021-01-10 05:40 | 2021-01-10 | 0 | 0
2021-01-10 05:50 | 2021-01-10 | 0 | 0
2021-01-10 06:00 | 2021-01-10 | 6.8046e-06 | 6.9854e-06
2021-01-10 06:10 | 2021-01-10 | 43.9584 | 44.5058
2021-01-10 06:20 | 2021-01-10 | 87.9536 | 88.8649
2021-01-10 06:30 | 2021-01-10 | 129.991 | 132.7965
2021-01-10 06:40 | 2021-01-10 | 172.2862 | 177.2806
2021-01-10 06:50 | 2021-01-10 | 214.9913 | 222.758
2021-01-10 07:00 | 2021-01-10 | 257.9957 | 267.2918
2021-01-10 07:10 | 2021-01-10 | 301.9051 | 308.4005
2021-01-10 07:20 | 2021-01-10 | 340.2495 | 350.1719
2021-01-10 07:30 | 2021-01-10 | 380.3949 | 395.5209
2021-01-10 07:40 | 2021-01-10 | 423.7414 | 435.2548
2021-01-10 07:50 | 2021-01-10 | 461.5747 | 469.1302
2021-01-10 08:00 | 2021-01-10 | 501.2799 | 512.8911
2021-01-10 08:10 | 2021-01-10 | 532.3995 | 550.5979
2021-01-10 08:20 | 2021-01-10 | 577.3932 | 591.5988
2021-01-10 08:30 | 2021-01-10 | 604.7402 | 622.7656
2021-01-10 08:40 | 2021-01-10 | 643.3958 | 658.276
2021-01-10 08:50 | 2021-01-10 | 674.7423 | 695.7245
2021-01-10 09:00 | 2021-01-10 | 708.0813 | 726.4935
2021-01-10 09:10 | 2021-01-10 | 733.7544 | 759.9854
2021-01-10 09:20 | 2021-01-10 | 765.1836 | 785.7344
2021-01-10 09:30 | 2021-01-10 | 796.0352 | 809.6138
2021-01-10 09:40 | 2021-01-10 | 815.1331 | 829.2781
2021-01-10 09:50 | 2021-01-10 | 836.8587 | 860.0823
2021-01-10 10:00 | 2021-01-10 | 864.936 | 889.279
2021-01-10 10:10 | 2021-01-10 | 891.7632 | 904.8741
2021-01-10 10:20 | 2021-01-10 | 908.3633 | 926.769
2021-01-10 10:30 | 2021-01-10 | 914.9665 | 948.7464
2021-01-10 10:40 | 2021-01-10 | 943.437 | 954.3312
2021-01-10 10:50 | 2021-01-10 | 952.8844 | 967.205
2021-01-10 11:00 | 2021-01-10 | 963.1297 | 984.3539
2021-01-10 11:10 | 2021-01-10 | 975.6615 | 991.4483
2021-01-10 11:20 | 2021-01-10 | 975.0568 | 1006.4251
2021-01-10 11:30 | 2021-01-10 | 998.7431 | 1009.6602
2021-01-10 11:40 | 2021-01-10 | 987.8678 | 1023.9598
2021-01-10 11:50 | 2021-01-10 | 992.788 | 1019.4636
2021-01-10 12:00 | 2021-01-10 | 1004.5835 | 1010.7905
2021-01-10 12:10 | 2021-01-10 | 991.7827 | 1014.7307
2021-01-10 12:20 | 2021-01-10 | 995.9262 | 1012.5823
2021-01-10 12:30 | 2021-01-10 | 993.3166 | 1016.7812
2021-01-10 12:40 | 2021-01-10 | 986.5959 | 1011.9459
2021-01-10 12:50 | 2021-01-10 | 980.4823 | 987.2026
2021-01-10 13:00 | 2021-01-10 | 966.4535 | 974.9341
2021-01-10 13:10 | 2021-01-10 | 950.2107 | 972.7862
2021-01-10 13:20 | 2021-01-10 | 942.5105 | 953.7326
2021-01-10 13:30 | 2021-01-10 | 927.4658 | 935.7024
2021-01-10 13:40 | 2021-01-10 | 898.9034 | 930.1191
2021-01-10 13:50 | 2021-01-10 | 882.8077 | 895.4787
2021-01-10 14:00 | 2021-01-10 | 869.3942 | 883.0751
2021-01-10 14:10 | 2021-01-10 | 836.3277 | 859.4222
2021-01-10 14:20 | 2021-01-10 | 817.1079 | 838.4663
2021-01-10 14:30 | 2021-01-10 | 786.0514 | 809.8944
2021-01-10 14:40 | 2021-01-10 | 765.2074 | 784.8577
2021-01-10 14:50 | 2021-01-10 | 738.0509 | 750.1834
2021-01-10 15:00 | 2021-01-10 | 700.5589 | 714.9622
2021-01-10 15:10 | 2021-01-10 | 672.8206 | 690.2244
2021-01-10 15:20 | 2021-01-10 | 646.4046 | 653.1537
2021-01-10 15:30 | 2021-01-10 | 603.1973 | 624.5629
2021-01-10 15:40 | 2021-01-10 | 578.5754 | 582.0146
2021-01-10 15:50 | 2021-01-10 | 533.0266 | 544.6949
2021-01-10 16:00 | 2021-01-10 | 504.3896 | 510.4853
2021-01-10 16:10 | 2021-01-10 | 464.7033 | 468.1251
2021-01-10 16:20 | 2021-01-10 | 418.5107 | 428.9946
2021-01-10 16:30 | 2021-01-10 | 383.1276 | 391.7728
2021-01-10 16:40 | 2021-01-10 | 342.4383 | 347.2931
2021-01-10 16:50 | 2021-01-10 | 299.3303 | 302.5931
2021-01-10 17:00 | 2021-01-10 | 258.9566 | 260.1871
2021-01-10 17:10 | 2021-01-10 | 214.8446 | 219.469
2021-01-10 17:20 | 2021-01-10 | 175.245 | 176.2679
2021-01-10 17:30 | 2021-01-10 | 131.2816 | 132.0118
2021-01-10 17:40 | 2021-01-10 | 86.4583 | 88.9822
2021-01-10 17:50 | 2021-01-10 | 43.9708 | 44.3066
2021-01-10 18:00 | 2021-01-10 | 0 | 0
2021-01-10 18:10 | 2021-01-10 | 0 | 0
2021-01-10 18:20 | 2021-01-10 | 0 | 0
2021-01-10 18:30 | 2021-01-10 | 0 | 0
2021-01-10 18:40 | 2021-01-10 | 0 | 0
2021-01-10 18:50 | 2021-01-10 | 0 | 0
2021-01-10 19:00 | 2021-01-10 | 0 | 0
2021-01-10 19:10 | 2021-01-10 | 0 | 0
2021-01-10 19:20 | 2021-01-10 | 0 | 0
2021-01-10 19:30 | 2021-01-10 | 0 | 0
2021-01-10 19:40 | 2021-01-10 | 0 | 0
2021-01-10 19:50 | 2021-01-10 | 0 | 0
2021-01-10 20:00 | 2021-01-10 | 0 | 0
2021-01-10 20:10 | 2021-01-10 | 0 | 0
2021-01-10 20:20 | 2021-01-10 | 0 | 0
2021-01-10 20:30 | 2021-01-10 | 0 | 0
2021-01-10 20:40 | 2021-01-10 | 0 | 0
2021-01-10 20:50 | 2021-01-10 | 0 | 0
2021-01-10 21:00 | 2021-01-10 | 0 | 0
2021-01-10 21:10 | 2021-01-10 | 0 | 0
2021-01-10 21:20 | 2021-01-10 | 0 | 0
2021-01-10 21:30 | 2021-01-10 | 0 | 0
2021-01-10 21:40 | 2021-01-10 | 0 | 0
2021-01-10 21:50 | 2021-01-10 | 0 | 0
2021-01-10 22:00 | 2021-01-10 | 0 | 0
2021-01-10 22:10 | 2021-01-10 | 0 | 0
2021-01-10 22:20 | 2021-01-10 | 0 | 0
2021-01-10 22:30 | 2021-01-10 | 0 | 0
2021-01-10 22:40 | 2021-01-10 | 0 | 0
2021-01-10 22:50 | 2021-01-10 | 0 | 0
2021-01-10 23:00 | 2021-01-10 | 0 | 0
2021-01-10 23:10 | 2021-01-10 | 0 | 0
2021-01-10 23:20 | 2021-01-10 | 0 | 0
2021-01-10 23:30 | 2021-01-10 | 0 | 0
2021-01-10 23:40 | 2021-01-10 | 0 | 0
2021-01-10 23:50 | 2021-01-10 | 0 | 0
2021-01-11 | 2021-01-11 | 0 | 0
2021-01-11 00:10 | 2021-01-11 | 0 | 0
2021-01-11 00:20 | 2021-01-11 | 0 | 0
2021-01-11 00:30 | 2021-01-11 | 0 | 0
2021-01-11 00:40 | 2021-01-11 | 0 | 0
2021-01-11 00:50 | 2021-01-11 | 0 | 0
2021-01-11 01:00 | 2021-01-11 | 0 | 0
2021-01-11 01:10 | 2021-01-11 | 0 | 0
2021-01-11 01:20 | 2021-01-11 | 0 | 0
2021-01-11 01:30 | 2021-01-11 | 0 | 0
2021-01-11 01:40 | 2021-01-11 | 0 | 0
2021-01-11 01:50 | 2021-01-11 | 0 | 0
2021-01-11 02:00 | 2021-01-11 | 0 | 0
2021-01-11 02:10 | 2021-01-11 | 0 | 0
2021-01-11 02:20 | 2021-01-11 | 0 | 0
2021-01-11 02:30 | 2021-01-11 | 0 | 0
2021-01-11 02:40 | 2021-01-11 | 0 | 0
2021-01-11 02:50 | 2021-01-11 | 0 | 0
2021-01-11 03:00 | 2021-01-11 | 0 | 0
2021-01-11 03:10 | 2021-01-11 | 0 | 0
2021-01-11 03:20 | 2021-01-11 | 0 | 0
2021-01-11 03:30 | 2021-01-11 | 0 | 0
2021-01-11 03:40 | 2021-01-11 | 0 | 0
2021-01-11 03:50 | 2021-01-11 | 0 | 0
2021-01-11 04:00 | 2021-01-11 | 0 | 0
2021-01-11 04:10 | 2021-01-11 | 0 | 0
2021-01-11 04:20 | 2021-01-11 | 0 | 0
2021-01-11 04:30 | 2021-01-11 | 0 | 0
2021-01-11 04:40 | 2021-01-11 | 0 | 0
2021-01-11 04:50 | 2021-01-11 | 0 | 0
2021-01-11 05:00 | 2021-01-11 | 0 | 0
2021-01-11 05:10 | 2021-01-11 | 0 | 0
2021-01-11 05:20 | 2021-01-11 | 0 | 0
2021-01-11 05:30 | 2021-01-11 | 0 | 0
2021-01-11 05:40 | 2021-01-11 | 0 | 0
2021-01-11 05:50 | 2021-01-11 | 0 | 0
2021-01-11 06:00 | 2021-01-11 | 7.4614e-06 | 7.5963e-06
2021-01-11 06:10 | 2021-01-11 | 43.2367 | 43.5464
2021-01-11 06:20 | 2021-01-11 | 87.193 | 87.1499
2021-01-11 06:30 | 2021-01-11 | 130.9137 | 131.676
2021-01-11 06:40 | 2021-01-11 | 172.1099 | 175.5923
2021-01-11 06:50 | 2021-01-11 | 216.6559 | 218.5289
2021-01-11 07:00 | 2021-01-11 | 260.208 | 258.8806
2021-01-11 07:10 | 2021-01-11 | 301.5287 | 304.0195
2021-01-11 07:20 | 2021-01-11 | 341.3126 | 341.706
2021-01-11 07:30 | 2021-01-11 | 383.1594 | 382.6575
2021-01-11 07:40 | 2021-01-11 | 423.4474 | 420.5271
2021-01-11 07:50 | 2021-01-11 | 457.8978 | 466.5879
2021-01-11 08:00 | 2021-01-11 | 504.4912 | 497.5155
2021-01-11 08:10 | 2021-01-11 | 533.3818 | 535.6019
2021-01-11 08:20 | 2021-01-11 | 575.2215 | 578.1365
2021-01-11 08:30 | 2021-01-11 | 614.2275 | 606.3456
2021-01-11 08:40 | 2021-01-11 | 639.685 | 642.1643
2021-01-11 08:50 | 2021-01-11 | 670.9677 | 676.7646
2021-01-11 09:00 | 2021-01-11 | 701.7207 | 709.4836
2021-01-11 09:10 | 2021-01-11 | 736.7882 | 740.6666
2021-01-11 09:20 | 2021-01-11 | 759.5334 | 764.8385
2021-01-11 09:30 | 2021-01-11 | 789.6828 | 790.607
2021-01-11 09:40 | 2021-01-11 | 819.3997 | 813.8186
2021-01-11 09:50 | 2021-01-11 | 835.0366 | 851.9861
2021-01-11 10:00 | 2021-01-11 | 872.8665 | 873.073
2021-01-11 10:10 | 2021-01-11 | 892.3384 | 894.4458
2021-01-11 10:20 | 2021-01-11 | 910.233 | 899.8398
2021-01-11 10:30 | 2021-01-11 | 928.0742 | 929.9829
2021-01-11 10:40 | 2021-01-11 | 936.4488 | 944.676
2021-01-11 10:50 | 2021-01-11 | 948.1578 | 946.8708
2021-01-11 11:00 | 2021-01-11 | 971.226 | 969.5673
2021-01-11 11:10 | 2021-01-11 | 982.9474 | 979.6998
2021-01-11 11:20 | 2021-01-11 | 982.7158 | 994.0663
2021-01-11 11:30 | 2021-01-11 | 998.9118 | 994.9272
2021-01-11 11:40 | 2021-01-11 | 1001.9043 | 989.135
2021-01-11 11:50 | 2021-01-11 | 997.6067 | 999.1213
2021-01-11 12:00 | 2021-01-11 | 1007.4195 | 990.1824
2021-01-11 12:10 | 2021-01-11 | 993.4828 | 992.7505
2021-01-11 12:20 | 2021-01-11 | 1004.7111 | 1001.1974
2021-01-11 12:30 | 2021-01-11 | 995.5842 | 998.8158
2021-01-11 12:40 | 2021-01-11 | 994.3486 | 984.3908
2021-01-11 12:50 | 2021-01-11 | 972.2055 | 971.2912
2021-01-11 13:00 | 2021-01-11 | 970.3725 | 956.5364
2021-01-11 13:10 | 2021-01-11 | 948.4619 | 943.072
2021-01-11 13:20 | 2021-01-11 | 935.0682 | 941.6063
2021-01-11 13:30 | 2021-01-11 | 917.2247 | 927.5147
2021-01-11 13:40 | 2021-01-11 | 899.0199 | 906.8923
2021-01-11 13:50 | 2021-01-11 | 888.5055 | 882.4485
2021-01-11 14:00 | 2021-01-11 | 869.548 | 861.1079
2021-01-11 14:10 | 2021-01-11 | 851.097 | 840.8241
2021-01-11 14:20 | 2021-01-11 | 812.6562 | 810.9348
2021-01-11 14:30 | 2021-01-11 | 788.035 | 792.7338
2021-01-11 14:40 | 2021-01-11 | 767.332 | 762.862
2021-01-11 14:50 | 2021-01-11 | 731.3411 | 729.4076
2021-01-11 15:00 | 2021-01-11 | 705.7412 | 701.517
2021-01-11 15:10 | 2021-01-11 | 670.778 | 670.9118
2021-01-11 15:20 | 2021-01-11 | 638.325 | 646.1483
2021-01-11 15:30 | 2021-01-11 | 608.6426 | 606.1887
2021-01-11 15:40 | 2021-01-11 | 567.9049 | 568.2908
2021-01-11 15:50 | 2021-01-11 | 536.0361 | 533.3879
2021-01-11 16:00 | 2021-01-11 | 496.3115 | 496.9183
2021-01-11 16:10 | 2021-01-11 | 464.7149 | 458.0111
2021-01-11 16:20 | 2021-01-11 | 426.32 | 423.9887
2021-01-11 16:30 | 2021-01-11 | 380.1413 | 381.8853
2021-01-11 16:40 | 2021-01-11 | 343.5592 | 343.2678
2021-01-11 16:50 | 2021-01-11 | 299.1072 | 297.7042
2021-01-11 17:00 | 2021-01-11 | 257.3999 | 257.9296
2021-01-11 17:10 | 2021-01-11 | 215.1732 | 217.2239
2021-01-11 17:20 | 2021-01-11 | 174.1376 | 173.3007
2021-01-11 17:30 | 2021-01-11 | 129.329 | 128.7779
2021-01-11 17:40 | 2021-01-11 | 86.7366 | 86.128
2021-01-11 17:50 | 2021-01-11 | 43.3401 | 42.9735
2021-01-11 18:00 | 2021-01-11 | 0 | 0
2021-01-11 18:10 | 2021-01-11 | 0 | 0
2021-01-11 18:20 | 2021-01-11 | 0 | 0
2021-01-11 18:30 | 2021-01-11 | 0 | 0
2021-01-11 18:40 | 2021-01-11 | 0 | 0
2021-01-11 18:50 | 2021-01-11 | 0 | 0
2021-01-11 19:00 | 2021-01-11 | 0 | 0
2021-01-11 19:10 | 2021-01-11 | 0 | 0
2021-01-11 19:20 | 2021-01-11 | 0 | 0
2021-01-11 19:30 | 2021-01-11 | 0 | 0
2021-01-11 19:40 | 2021-01-11 | 0 | 0
2021-01-11 19:50 | 2021-01-11 | 0 | 0
2021-01-11 20:00 | 2021-01-11 | 0 | 0
2021-01-11 20:10 | 2021-01-11 | 0 | 0
2021-01-11 20:20 | 2021-01-11 | 0 | 0
2021-01-11 20:30 | 2021-01-11 | 0 | 0
2021-01-11 20:40 | 2021-01-11 | 0 | 0
2021-01-11 20:50 | 2021-01-11 | 0 | 0
2021-01-11 21:00 | 2021-01-11 | 0 | 0
2021-01-11 21:10 | 2021-01-11 | 0 | 0
2021-01-11 21:20 | 2021-01-11 | 0 | 0
2021-01-11 21:30 | 2021-01-11 | 0 | 0
2021-01-11 21:40 | 2021-01-11 | 0 | 0
2021-01-11 21:50 | 2021-01-11 | 0 | 0
2021-01-11 22:00 | 2021-01-11 | 0 | 0
2021-01-11 22:10 | 2021-01-11 | 0 | 0
2021-01-11 22:20 | 2021-01-11 | 0 | 0
2021-01-11 22:30 | 2021-01-11 | 0 | 0
2021-01-11 22:40 | 2021-01-11 | 0 | 0
2021-01-11 22:50 | 2021-01-11 | 0 | 0
2021-01-11 23:00 | 2021-01-11 | 0 | 0
2021-01-11 23:10 | 2021-01-11 | 0 | 0
2021-01-11 23:20 | 2021-01-11 | 0 | 0
2021-01-11 23:30 | 2021-01-11 | 0 | 0
2021-01-11 23:40 | 2021-01-11 | 0 | 0
2021-01-11 23:50 | 2021-01-11 | 0 | 0
2021-01-12 | 2021-01-12 | 0 | 0
2021-01-12 00:10 | 2021-01-12 | 0 | 0
2021-01-12 00:20 | 2021-01-12 | 0 | 0
2021-01-12 00:30 | 2021-01-12 | 0 | 0
2021-01-12 00:40 | 2021-01-12 | 0 | 0
2021-01-12 00:50 | 2021-01-12 | 0 | 0
2021-01-12 01:00 | 2021-01-12 | 0 | 0
2021-01-12 01:10 | 2021-01-12 | 0 | 0
2021-01-12 01:20 | 2021-01-12 | 0 | 0
2021-01-12 01:30 | 2021-01-12 | 0 | 0
2021-01-12 01:40 | 2021-01-12 | 0 | 0
2021-01-12 01:50 | 2021-01-12 | 0 | 0
2021-01-12 02:00 | 2021-01-12 | 0 | 0
2021-01-12 02:10 | 2021-01-12 | 0 | 0
2021-01-12 02:20 | 2021-01-12 | 0 | 0
2021-01-12 02:30 | 2021-01-12 | 0 | 0
2021-01-12 02:40 | 2021-01-12 | 0 | 0
2021-01-12 02:50 | 2021-01-12 | 0 | 0
2021-01-12 03:00 | 2021-01-12 | 0 | 0
2021-01-12 03:10 | 2021-01-12 | 0 | 0
2021-01-12 03:20 | 2021-01-12 | 0 | 0
2021-01-12 03:30 | 2021-01-12 | 0 | 0
2021-01-12 03:40 | 2021-01-12 | 0 | 0
2021-01-12 03:50 | 2021-01-12 | 0 | 0
2021-01-12 04:00 | 2021-01-12 | 0 | 0
2021-01-12 04:10 | 2021-01-12 | 0 | 0
2021-01-12 04:20 | 2021-01-12 | 0 | 0
2021-01-12 04:30 | 2021-01-12 | 0 | 0
2021-01-12 04:40 | 2021-01-12 | 0 | 0
2021-01-12 04:50 | 2021-01-12 | 0 | 0
2021-01-12 05:00 | 2021-01-12 | 0 | 0
2021-01-12 05:10 | 2021-01-12 | 0 | 0
2021-01-12 05:20 | 2021-01-12 | 0 | 0
2021-01-12 05:30 | 2021-01-12 | 0 | 0
2021-01-12 05:40 | 2021-01-12 | 0 | 0
2021-01-12 05:50 | 2021-01-12 | 0 | 0
2021-01-12 06:00 | 2021-01-12 | 8.2104e-06 | 8.0555e-06
2021-01-12 06:10 | 2021-01-12 | 43.7218 | 42.5073
2021-01-12 06:20 | 2021-01-12 | 87.2271 | 84.9724
2021-01-12 06:30 | 2021-01-12 | 130.4204 | 127.2492
2021-01-12 06:40 | 2021-01-12 | 173.5227 | 171.0586
2021-01-12 06:50 | 2021-01-12 | 217.0959 | 213.4188
2021-01-12 07:00 | 2021-01-12 | 258.4529 | 255.2241
2021-01-12 07:10 | 2021-01-12 | 298.1882 | 296.9086
2021-01-12 07:20 | 2021-01-12 | 343.9298 | 338.1441
2021-01-12 07:30 | 2021-01-12 | 385.5502 | 372.5081
2021-01-12 07:40 | 2021-01-12 | 425.1179 | 413.7519
2021-01-12 07:50 | 2021-01-12 | 465.0482 | 457.0714
2021-01-12 08:00 | 2021-01-12 | 501.016 | 489.535
2021-01-12 08:10 | 2021-01-12 | 539.3913 | 528.0822
2021-01-12 08:20 | 2021-01-12 | 575.0521 | 558.825
2021-01-12 08:30 | 2021-01-12 | 611.6234 | 601.5534
2021-01-12 08:40 | 2021-01-12 | 638.631 | 632.0975
2021-01-12 08:50 | 2021-01-12 | 679.8977 | 666.6858
2021-01-12 09:00 | 2021-01-12 | 711.3995 | 689.4334
2021-01-12 09:10 | 2021-01-12 | 732.5609 | 717.1743
2021-01-12 09:20 | 2021-01-12 | 761.6544 | 758.8249
2021-01-12 09:30 | 2021-01-12 | 788.3515 | 776.3946
2021-01-12 09:40 | 2021-01-12 | 812.6577 | 803.4414
2021-01-12 09:50 | 2021-01-12 | 836.8846 | 821.1286
2021-01-12 10:00 | 2021-01-12 | 866.2837 | 854.1178
2021-01-12 10:10 | 2021-01-12 | 889.0123 | 864.3765
2021-01-12 10:20 | 2021-01-12 | 902.9051 | 889.9027
2021-01-12 10:30 | 2021-01-12 | 932.2278 | 907.9682
2021-01-12 10:40 | 2021-01-12 | 944.4132 | 927.322
2021-01-12 10:50 | 2021-01-12 | 950.3222 | 935.3305
2021-01-12 11:00 | 2021-01-12 | 975.138 | 945.1525
2021-01-12 11:10 | 2021-01-12 | 970.3774 | 954.0273
2021-01-12 11:20 | 2021-01-12 | 978.9293 | 969.596
2021-01-12 11:30 | 2021-01-12 | 989.7608 | 963.6715
2021-01-12 11:40 | 2021-01-12 | 1002.4322 | 975.4805
2021-01-12 11:50 | 2021-01-12 | 996.2858 | 982.5411
2021-01-12 12:00 | 2021-01-12 | 997.3758 | 973.0752
2021-01-12 12:10 | 2021-01-12 | 997.1522 | 978.9419
2021-01-12 12:20 | 2021-01-12 | 1004.2663 | 983.0566
2021-01-12 12:30 | 2021-01-12 | 997.2443 | 973.6819
2021-01-12 12:40 | 2021-01-12 | 983.4138 | 969.9782
2021-01-12 12:50 | 2021-01-12 | 979.4146 | 962.2041
2021-01-12 13:00 | 2021-01-12 | 959.3408 | 944.8016
2021-01-12 13:10 | 2021-01-12 | 958.6052 | 923.144
2021-01-12 13:20 | 2021-01-12 | 930.7592 | 917.8924
2021-01-12 13:30 | 2021-01-12 | 920.8494 | 900.7112
2021-01-12 13:40 | 2021-01-12 | 912.7267 | 888.7223
2021-01-12 13:50 | 2021-01-12 | 886.0662 | 860.4876
2021-01-12 14:00 | 2021-01-12 | 863.0839 | 852.1496
2021-01-12 14:10 | 2021-01-12 | 847.5518 | 824.5749
2021-01-12 14:20 | 2021-01-12 | 826.6708 | 796.9916
2021-01-12 14:30 | 2021-01-12 | 795.8929 | 778.407
2021-01-12 14:40 | 2021-01-12 | 764.9812 | 753.6568
2021-01-12 14:50 | 2021-01-12 | 738.6598 | 713.8329
2021-01-12 15:00 | 2021-01-12 | 706.746 | 695.5591
2021-01-12 15:10 | 2021-01-12 | 674.4529 | 656.3326
2021-01-12 15:20 | 2021-01-12 | 640.4093 | 623.0725
2021-01-12 15:30 | 2021-01-12 | 610.5772 | 589.1046
2021-01-12 15:40 | 2021-01-12 | 574.3187 | 555.0263
2021-01-12 15:50 | 2021-01-12 | 538.7772 | 521.4582
2021-01-12 16:00 | 2021-01-12 | 502.6175 | 486.014
2021-01-12 16:10 | 2021-01-12 | 466.0034 | 447.6015
2021-01-12 16:20 | 2021-01-12 | 424.0355 | 416.0553
2021-01-12 16:30 | 2021-01-12 | 380.1894 | 370.5827
2021-01-12 16:40 | 2021-01-12 | 343.2219 | 333.2908
2021-01-12 16:50 | 2021-01-12 | 297.8942 | 291.0575
2021-01-12 17:00 | 2021-01-12 | 260.2729 | 252.3558
2021-01-12 17:10 | 2021-01-12 | 214.3889 | 212.9345
2021-01-12 17:20 | 2021-01-12 | 172.7233 | 169.0664
2021-01-12 17:30 | 2021-01-12 | 130.5525 | 127.5341
2021-01-12 17:40 | 2021-01-12 | 87.155 | 85.6704
2021-01-12 17:50 | 2021-01-12 | 43.5256 | 42.2076
2021-01-12 18:00 | 2021-01-12 | 0 | 0
2021-01-12 18:10 | 2021-01-12 | 0 | 0
2021-01-12 18:20 | 2021-01-12 | 0 | 0
2021-01-12 18:30 | 2021-01-12 | 0 | 0
2021-01-12 18:40 | 2021-01-12 | 0 | 0
2021-01-12 18:50 | 2021-01-12 | 0 | 0
2021-01-12 19:00 | 2021-01-12 | 0 | 0
2021-01-12 19:10 | 2021-01-12 | 0 | 0
2021-01-12 19:20 | 2021-01-12 | 0 | 0
2021-01-12 19:30 | 2021-01-12 | 0 | 0
2021-01-12 19:40 | 2021-01-12 | 0 | 0
2021-01-12 19:50 | 2021-01-12 | 0 | 0
2021-01-12 20:00 | 2021-01-12 | 0 | 0
2021-01-12 20:10 | 2021-01-12 | 0 | 0
2021-01-12 20:20 | 2021-01-12 | 0 | 0
2021-01-12 20:30 | 2021-01-12 | 0 | 0
2021-01-12 20:40 | 2021-01-12 | 0 | 0
2021-01-12 20:50 | 2021-01-12 | 0 | 0
2021-01-12 21:00 | 2021-01-12 | 0 | 0
2021-01-12 21:10 | 2021-01-12 | 0 | 0
2021-01-12 21:20 | 2021-01-12 | 0 | 0
2021-01-12 21:30 | 2021-01-12 | 0 | 0
2021-01-12 21:40 | 2021-01-12 | 0 | 0
2021-01-12 21:50 | 2021-01-12 | 0 | 0
2021-01-12 22:00 | 2021-01-12 | 0 | 0
2021-01-12 22:10 | 2021-01-12 | 0 | 0
2021-01-12 22:20 | 2021-01-12 | 0 | 0
2021-01-12 22:30 | 2021-01-12 | 0 | 0
2021-01-12 22:40 | 2021-01-12 | 0 | 0
2021-01-12 22:50 | 2021-01-12 | 0 | 0
2021-01-12 23:00 | 2021-01-12 | 0 | 0
2021-01-12 23:10 | 2021-01-12 | 0 | 0
2021-01-12 23:20 | 2021-01-12 | 0 | 0
2021-01-12 23:30 | 2021-01-12 | 0 | 0
2021-01-12 23:40 | 2021-01-12 | 0 | 0
2021-01-12 23:50 | 2021-01-12 | 0 | 0
2021-01-13 | 2021-01-13 | 0 | 0
2021-01-13 00:10 | 2021-01-13 | 0 | 0
2021-01-13 00:20 | 2021-01-13 | 0 | 0
2021-01-13 00:30 | 2021-01-13 | 0 | 0
2021-01-13 00:40 | 2021-01-13 | 0 | 0
2021-01-13 00:50 | 2021-01-13 | 0 | 0
2021-01-13 01:00 | 2021-01-13 | 0 | 0
2021-01-13 01:10 | 2021-01-13 | 0 | 0
2021-01-13 01:20 | 2021-01-13 | 0 | 0
2021-01-13 01:30 | 2021-01-13 | 0 | 0
2021-01-13 01:40 | 2021-01-13 | 0 | 0
2021-01-13 01:50 | 2021-01-13 | 0 | 0
2021-01-13 02:00 | 2021-01-13 | 0 | 0
2021-01-13 02:10 | 2021-01-13 | 0 | 0
2021-01-13 02:20 | 2021-01-13 | 0 | 0
2021-01-13 02:30 | 2021-01-13 | 0 | 0
2021-01-13 02:40 | 2021-01-13 | 0 | 0
2021-01-13 02:50 | 2021-01-13 | 0 | 0
2021-01-13 03:00 | 2021-01-13 | 0 | 0
2021-01-13 03:10 | 2021-01-13 | 0 | 0
2021-01-13 03:20 | 2021-01-13 | 0 | 0
2021-01-13 03:30 | 2021-01-13 | 0 | 0
2021-01-13 03:40 | 2021-01-13 | 0 | 0
2021-01-13 03:50 | 2021-01-13 | 0 | 0
2021-01-13 04:00 | 2021-01-13 | 0 | 0
2021-01-13 04:10 | 2021-01-13 | 0 | 0
2021-01-13 04:20 | 2021-01-13 | 0 | 0
2021-01-13 04:30 | 2021-01-13 | 0 | 0
2021-01-13 04:40 | 2021-01-13 | 0 | 0
2021-01-13 04:50 | 2021-01-13 | 0 | 0
2021-01-13 05:00 | 2021-01-13 | 0 | 0
2021-01-13 05:10 | 2021-01-13 | 0 | 0
2021-01-13 05:20 | 2021-01-13 | 0 | 0
2021-01-13 05:30 | 2021-01-13 | 0 | 0
2021-01-13 05:40 | 2021-01-13 | 0 | 0
2021-01-13 05:50 | 2021-01-13 | 0 | 0
2021-01-13 06:00 | 2021-01-13 | 8.9812e-06 | 8.6892e-06
2021-01-13 06:10 | 2021-01-13 | 43.8428 | 42.2815
2021-01-13 06:20 | 2021-01-13 | 86.5494 | 83.6541
2021-01-13 06:30 | 2021-01-13 | 129.3097 | 125.1963
2021-01-13 06:40 | 2021-01-13 | 173.1017 | 166.0194
2021-01-13 06:50 | 2021-01-13 | 216.1881 | 208.033
2021-01-13 07:00 | 2021-01-13 | 261.0729 | 249.3954
2021-01-13 07:10 | 2021-01-13 | 300.9495 | 290.7845
2021-01-13 07:20 | 2021-01-13 | 342.9273 | 331.448
2021-01-13 07:30 | 2021-01-13 | 385.3968 | 371.6548
2021-01-13 07:40 | 2021-01-13 | 419.6332 | 403.2371
2021-01-13 07:50 | 2021-01-13 | 461.7858 | 447.108
2021-01-13 08:00 | 2021-01-13 | 503.1268 | 479.9265
2021-01-13 08:10 | 2021-01-13 | 535.5445 | 519.6263
2021-01-13 08:20 | 2021-01-13 | 572.9675 | 550.7211
2021-01-13 08:30 | 2021-01-13 | 605.93 | 583.163
2021-01-13 08:40 | 2021-01-13 | 646.6 | 613.6158
2021-01-13 08:50 | 2021-01-13 | 675.2393 | 651.2822
2021-01-13 09:00 | 2021-01-13 | 700.2953 | 675.0132
2021-01-13 09:10 | 2021-01-13 | 743.4127 | 701.2649
2021-01-13 09:20 | 2021-01-13 | 759.3722 | 729.738
2021-01-13 09:30 | 2021-01-13 | 785.5001 | 765.3579
2021-01-13 09:40 | 2021-01-13 | 816.3282 | 779.422
2021-01-13 09:50 | 2021-01-13 | 842.1958 | 811.3589
2021-01-13 10:00 | 2021-01-13 | 862.3789 | 837.0341
2021-01-13 10:10 | 2021-01-13 | 884.4642 | 850.2559
2021-01-13 10:20 | 2021-01-13 | 907.1713 | 864.0855
2021-01-13 10:30 | 2021-01-13 | 914.8762 | 885.0408
2021-01-13 10:40 | 2021-01-13 | 937.5063 | 894.5457
2021-01-13 10:50 | 2021-01-13 | 954.3116 | 921.7429
2021-01-13 11:00 | 2021-01-13 | 959.5003 | 926.8136
2021-01-13 11:10 | 2021-01-13 | 980.9381 | 928.2743
2021-01-13 11:20 | 2021-01-13 | 980.7907 | 950.6715
2021-01-13 11:30 | 2021-01-13 | 982.4552 | 952.5204
2021-01-13 11:40 | 2021-01-13 | 1001.1732 | 948.7785
2021-01-13 11:50 | 2021-01-13 | 997.9109 | 965.6285
2021-01-13 12:00 | 2021-01-13 | 1000.3527 | 957.4676
2021-01-13 12:10 | 2021-01-13 | 997.293 | 965.6106
2021-01-13 12:20 | 2021-01-13 | 1002.4315 | 957.9471
2021-01-13 12:30 | 2021-01-13 | 982.9634 | 940.8833
2021-01-13 12:40 | 2021-01-13 | 982.7287 | 934.2852
2021-01-13 12:50 | 2021-01-13 | 969.4554 | 940.2261
2021-01-13 13:00 | 2021-01-13 | 964.2249 | 916.8288
2021-01-13 13:10 | 2021-01-13 | 946.564 | 909.2019
2021-01-13 13:20 | 2021-01-13 | 936.6126 | 890.8101
2021-01-13 13:30 | 2021-01-13 | 924.503 | 887.1278
2021-01-13 13:40 | 2021-01-13 | 911.9977 | 870.4677
2021-01-13 13:50 | 2021-01-13 | 894.5285 | 847.8042
2021-01-13 14:00 | 2021-01-13 | 870.5729 | 828.2325
2021-01-13 14:10 | 2021-01-13 | 838.1072 | 811.6084
2021-01-13 14:20 | 2021-01-13 | 813.3898 | 776.1765
2021-01-13 14:30 | 2021-01-13 | 791.6351 | 753.9389
2021-01-13 14:40 | 2021-01-13 | 770.5509 | 733.2935
2021-01-13 14:50 | 2021-01-13 | 733.9437 | 711.3379
2021-01-13 15:00 | 2021-01-13 | 713.8184 | 677.4337
2021-01-13 15:10 | 2021-01-13 | 681.1095 | 641.3902
2021-01-13 15:20 | 2021-01-13 | 640.9633 | 616.8287
2021-01-13 15:30 | 2021-01-13 | 602.9004 | 580.5241
2021-01-13 15:40 | 2021-01-13 | 572.1962 | 544.4354
2021-01-13 15:50 | 2021-01-13 | 534.9602 | 512.245
2021-01-13 16:00 | 2021-01-13 | 503.365 | 481.3075
2021-01-13 16:10 | 2021-01-13 | 458.4974 | 442.4291
2021-01-13 16:20 | 2021-01-13 | 424.7188 | 400.0379
2021-01-13 16:30 | 2021-01-13 | 385.9573 | 366.8387
2021-01-13 16:40 | 2021-01-13 | 342.9381 | 325.5587
2021-01-13 16:50 | 2021-01-13 | 302.1218 | 286.0599
2021-01-13 17:00 | 2021-01-13 | 259.277 | 247.7317
2021-01-13 17:10 | 2021-01-13 | 214.8748 | 207.1254
2021-01-13 17:20 | 2021-01-13 | 172.3152 | 164.5169
2021-01-13 17:30 | 2021-01-13 | 129.7476 | 125.0296
2021-01-13 17:40 | 2021-01-13 | 87.6318 | 83.8043
2021-01-13 17:50 | 2021-01-13 | 43.9125 | 41.8402
2021-01-13 18:00 | 2021-01-13 | 0 | 0
2021-01-13 18:10 | 2021-01-13 | 0 | 0
2021-01-13 18:20 | 2021-01-13 | 0 | 0
2021-01-13 18:30 | 2021-01-13 | 0 | 0
2021-01-13 18:40 | 2021-01-13 | 0 | 0
2021-01-13 18:50 | 2021-01-13 | 0 | 0
2021-01-13 19:00 | 2021-01-13 | 0 | 0
2021-01-13 19:10 | 2021-01-13 | 0 | 0
2021-01-13 19:20 | 2021-01-13 | 0 | 0
2021-01-13 19:30 | 2021-01-13 | 0 | 0
2021-01-13 19:40 | 2021-01-13 | 0 | 0
2021-01-13 19:50 | 2021-01-13 | 0 | 0
2021-01-13 20:00 | 2021-01-13 | 0 | 0
2021-01-13 20:10 | 2021-01-13 | 0 | 0
2021-01-13 20:20 | 2021-01-13 | 0 | 0
2021-01-13 20:30 | 2021-01-13 | 0 | 0
2021-01-13 20:40 | 2021-01-13 | 0 | 0
2021-01-13 20:50 | 2021-01-13 | 0 | 0
2021-01-13 21:00 | 2021-01-13 | 0 | 0
2021-01-13 21:10 | 2021-01-13 | 0 | 0
2021-01-13 21:20 | 2021-01-13 | 0 | 0
2021-01-13 21:30 | 2021-01-13 | 0 | 0
2021-01-13 21:40 | 2021-01-13 | 0 | 0
2021-01-13 21:50 | 2021-01-13 | 0 | 0
2021-01-13 22:00 | 2021-01-13 | 0 | 0
2021-01-13 22:10 | 2021-01-13 | 0 | 0
2021-01-13 22:20 | 2021-01-13 | 0 | 0
2021-01-13 22:30 | 2021-01-13 | 0 | 0
2021-01-13 22:40 | 2021-01-13 | 0 | 0
2021-01-13 22:50 | 2021-01-13 | 0 | 0
2021-01-13 23:00 | 2021-01-13 | 0 | 0
2021-01-13 23:10 | 2021-01-13 | 0 | 0
2021-01-13 23:20 | 2021-01-13 | 0 | 0
2021-01-13 23:30 | 2021-01-13 | 0 | 0
2021-01-13 23:40 | 2021-01-13 | 0 | 0
2021-01-13 23:50 | 2021-01-13 | 0 | 0
2021-01-14 | 2021-01-14 | 0 | 0
2021-01-14 00:10 | 2021-01-14 | 0 | 0
2021-01-14 00:20 | 2021-01-14 | 0 | 0
2021-01-14 00:30 | 2021-01-14 | 0 | 0
2021-01-14 00:40 | 2021-01-14 | 0 | 0
2021-01-14 00:50 | 2021-01-14 | 0 | 0
2021-01-14 01:00 | 2021-01-14 | 0 | 0
2021-01-14 01:10 | 2021-01-14 | 0 | 0
2021-01-14 01:20 | 2021-01-14 | 0 | 0
2021-01-14 01:30 | 2021-01-14 | 0 | 0
2021-01-14 01:40 | 2021-01-14 | 0 | 0
2021-01-14 01:50 | 2021-01-14 | 0 | 0
2021-01-14 02:00 | 2021-01-14 | 0 | 0
2021-01-14 02:10 | 2021-01-14 | 0 | 0
2021-01-14 02:20 | 2021-01-14 | 0 | 0
2021-01-14 02:30 | 2021-01-14 | 0 | 0
2021-01-14 02:40 | 2021-01-14 | 0 | 0
2021-01-14 02:50 | 2021-01-14 | 0 | 0
2021-01-14 03:00 | 2021-01-14 | 0 | 0
2021-01-14 03:10 | 2021-01-14 | 0 | 0
2021-01-14 03:20 | 2021-01-14 | 0 | 0
2021-01-14 03:30 | 2021-01-14 | 0 | 0
2021-01-14 03:40 | 2021-01-14 | 0 | 0
2021-01-14 03:50 | 2021-01-14 | 0 | 0
2021-01-14 04:00 | 2021-01-14 | 0 | 0
2021-01-14 04:10 | 2021-01-14 | 0 | 0
2021-01-14 04:20 | 2021-01-14 | 0 | 0
2021-01-14 04:30 | 2021-01-14 | 0 | 0
2021-01-14 04:40 | 2021-01-14 | 0 | 0
2021-01-14 04:50 | 2021-01-14 | 0 | 0
2021-01-14 05:00 | 2021-01-14 | 0 | 0
2021-01-14 05:10 | 2021-01-14 | 0 | 0
2021-01-14 05:20 | 2021-01-14 | 0 | 0
2021-01-14 05:30 | 2021-01-14 | 0 | 0
2021-01-14 05:40 | 2021-01-14 | 0 | 0
2021-01-14 05:50 | 2021-01-14 | 0 | 0
2021-01-14 06:00 | 2021-01-14 | 9.605e-06 | 9.151e-06
2021-01-14 06:10 | 2021-01-14 | 43.2056 | 41.2859
2021-01-14 06:20 | 2021-01-14 | 87.631 | 81.6986
2021-01-14 06:30 | 2021-01-14 | 131.0708 | 122.8013
2021-01-14 06:40 | 2021-01-14 | 172.3197 | 163.0219
2021-01-14 06:50 | 2021-01-14 | 216.6963 | 202.6295
2021-01-14 07:00 | 2021-01-14 | 259.841 | 242.6271
2021-01-14 07:10 | 2021-01-14 | 299.9763 | 281.9192
2021-01-14 07:20 | 2021-01-14 | 343.8641 | 320.6528
2021-01-14 07:30 | 2021-01-14 | 383.6853 | 359.0939
2021-01-14 07:40 | 2021-01-14 | 424.056 | 394.4377
2021-01-14 07:50 | 2021-01-14 | 461.079 | 436.6538
2021-01-14 08:00 | 2021-01-14 | 503.8378 | 471.499
2021-01-14 08:10 | 2021-01-14 | 539.0413 | 500.9402
2021-01-14 08:20 | 2021-01-14 | 568.6544 | 534.9172
2021-01-14 08:30 | 2021-01-14 | 609.4083 | 568.8493
2021-01-14 08:40 | 2021-01-14 | 644.7344 | 606.0274
2021-01-14 08:50 | 2021-01-14 | 676.2092 | 641.3571
2021-01-14 09:00 | 2021-01-14 | 713.1077 | 662.6497
2021-01-14 09:10 | 2021-01-14 | 731.5433 | 689.6144
2021-01-14 09:20 | 2021-01-14 | 770.802 | 714.2601
2021-01-14 09:30 | 2021-01-14 | 794.7772 | 752.6412
2021-01-14 09:40 | 2021-01-14 | 823.2426 | 763.0395
2021-01-14 09:50 | 2021-01-14 | 849.0128 | 788.1774
2021-01-14 10:00 | 2021-01-14 | 861.1139 | 821.1856
2021-01-14 10:10 | 2021-01-14 | 884.5423 | 834.3945
2021-01-14 10:20 | 2021-01-14 | 899.7904 | 846.7848
2021-01-14 10:30 | 2021-01-14 | 922.1731 | 874.4365
2021-01-14 10:40 | 2021-01-14 | 939.4516 | 877.4401
2021-01-14 10:50 | 2021-01-14 | 955.5881 | 899.6203
2021-01-14 11:00 | 2021-01-14 | 972.4988 | 902.8063
2021-01-14 11:10 | 2021-01-14 | 971.5869 | 914.7428
2021-01-14 11:20 | 2021-01-14 | 978.5755 | 918.8219
2021-01-14 11:30 | 2021-01-14 | 983.3133 | 921.0051
2021-01-14 11:40 | 2021-01-14 | 1005.7781 | 936.268
2021-01-14 11:50 | 2021-01-14 | 994.4453 | 935.2079
2021-01-14 12:00 | 2021-01-14 | 999.2908 | 946.6289
2021-01-14 12:10 | 2021-01-14 | 998.3468 | 933.2319
2021-01-14 12:20 | 2021-01-14 | 993.2426 | 927.885
2021-01-14 12:30 | 2021-01-14 | 981.7139 | 921.5302
2021-01-14 12:40 | 2021-01-14 | 983.0185 | 920.8517
2021-01-14 12:50 | 2021-01-14 | 971.5817 | 906.7616
2021-01-14 13:00 | 2021-01-14 | 970.7408 | 906.5958
2021-01-14 13:10 | 2021-01-14 | 956.8198 | 884.6741
2021-01-14 13:20 | 2021-01-14 | 940.7297 | 882.1329
2021-01-14 13:30 | 2021-01-14 | 931.0779 | 864.927
2021-01-14 13:40 | 2021-01-14 | 909.2404 | 839.8931
2021-01-14 13:50 | 2021-01-14 | 889.1445 | 831.0303
2021-01-14 14:00 | 2021-01-14 | 866.7231 | 817.191
2021-01-14 14:10 | 2021-01-14 | 843.6771 | 782.1208
2021-01-14 14:20 | 2021-01-14 | 811.6269 | 761.447
2021-01-14 14:30 | 2021-01-14 | 788.4683 | 739.9833
2021-01-14 14:40 | 2021-01-14 | 764.6419 | 720.9493
2021-01-14 14:50 | 2021-01-14 | 743.7855 | 682.3681
2021-01-14 15:00 | 2021-01-14 | 703.0155 | 662.1317
2021-01-14 15:10 | 2021-01-14 | 679.1182 | 635.6505
2021-01-14 15:20 | 2021-01-14 | 640.319 | 598.5189
2021-01-14 15:30 | 2021-01-14 | 613.5634 | 571.3741
2021-01-14 15:40 | 2021-01-14 | 575.7443 | 540.9601
2021-01-14 15:50 | 2021-01-14 | 534.3931 | 497.1671
2021-01-14 16:00 | 2021-01-14 | 499.6217 | 466.9202
2021-01-14 16:10 | 2021-01-14 | 462.0828 | 433.4435
2021-01-14 16:20 | 2021-01-14 | 424.8155 | 395.714
2021-01-14 16:30 | 2021-01-14 | 381.2223 | 358.3458
2021-01-14 16:40 | 2021-01-14 | 345.253 | 316.1698
2021-01-14 16:50 | 2021-01-14 | 299.202 | 280.4511
2021-01-14 17:00 | 2021-01-14 | 257.0684 | 242.0607
2021-01-14 17:10 | 2021-01-14 | 218.3351 | 201.9589
2021-01-14 17:20 | 2021-01-14 | 174.3852 | 161.7934
2021-01-14 17:30 | 2021-01-14 | 129.9034 | 121.9002
2021-01-14 17:40 | 2021-01-14 | 86.3416 | 80.6802
2021-01-14 17:50 | 2021-01-14 | 43.383 | 40.4469
2021-01-14 18:00 | 2021-01-14 | 0 | 0
2021-01-14 18:10 | 2021-01-14 | 0 | 0
2021-01-14 18:20 | 2021-01-14 | 0 | 0
2021-01-14 18:30 | 2021-01-14 | 0 | 0
2021-01-14 18:40 | 2021-01-14 | 0 | 0
2021-01-14 18:50 | 2021-01-14 | 0 | 0
2021-01-14 19:00 | 2021-01-14 | 0 | 0
2021-01-14 19:10 | 2021-01-14 | 0 | 0
2021-01-14 19:20 | 2021-01-14 | 0 | 0
2021-01-14 19:30 | 2021-01-14 | 0 | 0
2021-01-14 19:40 | 2021-01-14 | 0 | 0
2021-01-14 19:50 | 2021-01-14 | 0 | 0
2021-01-14 20:00 | 2021-01-14 | 0 | 0
2021-01-14 20:10 | 2021-01-14 | 0 | 0
2021-01-14 20:20 | 2021-01-14 | 0 | 0
2021-01-14 20:30 | 2021-01-14 | 0 | 0
2021-01-14 20:40 | 2021-01-14 | 0 | 0
2021-01-14 20:50 | 2021-01-14 | 0 | 0
2021-01-14 21:00 | 2021-01-14 | 0 | 0
2021-01-14 21:10 | 2021-01-14 | 0 | 0
2021-01-14 21:20 | 2021-01-14 | 0 | 0
2021-01-14 21:30 | 2021-01-14 | 0 | 0
2021-01-14 21:40 | 2021-01-14 | 0 | 0
2021-01-14 21:50 | 2021-01-14 | 0 | 0
2021-01-14 22:00 | 2021-01-14 | 0 | 0
2021-01-14 22:10 | 2021-01-14 | 0 | 0
2021-01-14 22:20 | 2021-01-14 | 0 | 0
2021-01-14 22:30 | 2021-01-14 | 0 | 0
2021-01-14 22:40 | 2021-01-14 | 0 | 0
2021-01-14 22:50 | 2021-01-14 | 0 | 0
2021-01-14 23:00 | 2021-01-14 | 0 | 0
2021-01-14 23:10 | 2021-01-14 | 0 | 0
2021-01-14 23:20 | 2021-01-14 | 0 | 0
2021-01-14 23:30 | 2021-01-14 | 0 | 0
2021-01-14 23:40 | 2021-01-14 | 0 | 0
2021-01-14 23:50 | 2021-01-14 | 0 | 0
Formulas:
Date = INT([Timestamp])

## Soiling Ratio Calculation
Example of Soiling Ratio calculation from dual-reference-cell soiling measurement system
Using simulated data
Step 1:
Read irradiance from "Clean Cell" and "Dirty Cell" throughout the day. Log these in a data logger.
See the "Data" tab for simulated readings.
Step 2:
On initial setup, clean both the Dirty Cell and Clean Cell. This is for calibration.
Step 3:
Now, allow the Dirty cell to acquire soiling naturally.
Clean the "Clean Cell" regularly. This could be every day or at least once per week.
In this simulated data example, assumed daily cleaning.
Step 4: |  |  | Step 5: |  | Step 6:
Calculate the sum of each cell's reading for each day: |  |  | Take the daily ratio of Sum of Dirty / Sum of Clean |  | Multiply by a calibration factor determined from clean day
[5 empty] | Calibration Factor | Calibration factor is chosen to make Soiling Ratio = 1.00 on the day when both cells
[5 empty] | 0.98039 | (Dirty and Clean) are clean, 1/1/2021. This factor accounts for any differences in the
clean-state reading of the cells. (Simulated 2% difference for this example.)
Row Labels | Sum of Clean Cell Irradiance (W/m^2) | Sum of Dirty Cell Irradiance (W/m^2) | Date | Soiling Ratio, Uncalibrated | Soiling Ratio, Calibrated | Notes
2021-01-01 | 45827.2248 | 46747.4468 | 2021-01-01 | 1.0201 | 1.0001 | Both cells cleaned
2021-01-02 | 45782.5393 | 45782.8474 | 2021-01-02 | 1 | 0.9804
2021-01-03 | 45809.7056 | 44884.2361 | 2021-01-03 | 0.9798 | 0.96059
2021-01-04 | 45773.2221 | 43890.7557 | 2021-01-04 | 0.95887 | 0.94007
2021-01-05 | 45781.7066 | 42959.6951 | 2021-01-05 | 0.93836 | 0.91996
2021-01-06 | 45863.1003 | 42025.5704 | 2021-01-06 | 0.91633 | 0.89836
2021-01-07 | 45839.2992 | 41078.6594 | 2021-01-07 | 0.89615 | 0.87857
2021-01-08 | 45786.6497 | 40153.5793 | 2021-01-08 | 0.87697 | 0.85978
2021-01-09 | 45771.447 | 39236.2099 | 2021-01-09 | 0.85722 | 0.84041
2021-01-10 | 45764.6546 | 46744.3197 | 2021-01-10 | 1.0214 | 1.0014 | Rain cleaned the PV array on this day
2021-01-11 | 45811.3419 | 45783.3281 | 2021-01-11 | 0.99939 | 0.97979
2021-01-12 | 45847.3991 | 44856.7104 | 2021-01-12 | 0.97839 | 0.95921
2021-01-13 | 45773.9067 | 43883.0785 | 2021-01-13 | 0.95869 | 0.93989
2021-01-14 | 45828.291 | 42899.3968 | 2021-01-14 | 0.93609 | 0.91774
Formulas:
Step 5: = [Step 4:]